## Calculator
Water Consumption Calculator Tool
Version 1- Produced December 13, 2019
How to use this tool
This tool has been designed by the Vancouver Airport Authority Environment department to assist tenants at YVR in estimating their facility water consumption. This tool is designed to quickly provide estimated water consumption for a single facility, and show which pieces of equipment are most water-intensive. In the case where it is difficult to estimate the water consumption for a certain piece of equipment, that piece of equipment is excluded from this tool. Such pieces of equipment include: -Cooling systems -Outdoor water use -Steam kettles -Wash-down sprayers -Wok stoves If you have questions or feedback about this tool, please contact environment@yvr.ca.
Step # | Action
1 | Enter your facility information in Table 1 (Column B).
2 | Select the equipment type from the drop-down menu in Table 2 (Column E). Enter new line items for pieces of equipment with different flow rates.
3 | Enter the number of units for each equipment type in Table 2 (Column F)
4 | Enter the flow rate for each type of equipment in Table 2 (Column G). If you do not specify flow rate, a default rate will be used. Ensure the flow rate entered is in the same units as specified in column I. The acronyms used for flow rate units are expanded in Table 4.
5 | Table 3 summarizes the water consumption at your facility and indicates the water savings that could be achieved if all your equipment was WaterSense certified.
INPUT: |  | INPUT: | [5 empty] | OUTPUT: |  |  |  | GUIDANCE:
Table 1. Facility information |  | Table 2. Equipment list | [5 empty] | Table 3. Equipment water consumption table |  |  |  | Table 4. Expanded flow rate unit acronyms
Description | Value | Item # | Equipment type | Number of units | Input flow rate | Default flow rate | Flow rate unit | Equipment type | Annual water consumption (m3) | Annual WaterSense consumption (m3) | Annual WaterSense Savings (m3) | Flow rate unit acronym | Expanded flow rate unit
Number of operating days | 365 | 1 | [5 empty] | Sanitary fixtures and equipment |  |  |  | GPF | Gallons per flush
Number of employees | 108 | [6 empty] | Faucets | 0 | 0 | 0 | GPH | Gallons per hour
For office only | [7 empty] | Laundry machines | 0 | N/A | 0 | GPL | Gallons per load
Number of visitors per day | 15 | [6 empty] | Showerheads | 0 | 0 | 0 | GPM | Gallons per minute
[8 empty] | Toilets | 0 | 0 | 0 | GPP | Gallons per pound of ice
[8 empty] | Urinals | 0 | 0 | 0 | GPR | Gallons per rack
Kitchen equipment
[8 empty] | Dipper wells | 0 | N/A | 0
[8 empty] | Dishwashers | 0 | N/A | 0
[8 empty] | Ice makers | 0 | N/A | 0
[8 empty] | Ovens | 0 | N/A | 0
[8 empty] | Pre-rinse spray valves | 0 | 0 | 0
[8 empty] | Steam cookers | 0 | N/A | 0
[8 empty] | Total | 0 |  | 0
Doesn't account for
Steam kettles
Wok stoves
Wash-down sprayers
Cooling systems
Outdoor water use
Must do facilities seperately

## Lookups
Equipment type | Default flow rate | Flow rate unit | Gallons/m3
Faucet | 2.2 | GPM | 264.172
Laundry machine, front-loading | 23.8 | GPL
Laundry machine, top-loading | 15.4 | GPL
Showerhead | 2.5 | GPM
Toilet | 3.0686 | GPF
Urinal | 1.25 | GPF
Dipper well | 0.75 | GPM
Dishwasher, under counter | 1.73 | GPR
Dishwasher, stationary single tank door | 2.1 | GPR
Dishwasher, single tank conveyor | 1.31 | GPR
Dishwasher, multi tank conveyor | 1.04 | GPR
Ice maker, batch | 0.186 | GPP
Ice maker, continuous | 0.12 | GPP
Combination oven, boiler-based | 30 | GPH
Combination oven, connectionless | 15 | GPH
Pre-rinse spray valve | 1.6 | GPM
Steam cooker, boiler-based | 40 | GPH
Steam cooker, connectionless, ENERGY STAR | 3 | GPH

## Faucets
Faucets
Annual water consumption (m3) | 0
Annual water consumption (m3) IF all equipment was WaterSense | 0
Assumptions
Description | Value | Unit | Source
Default lavatory faucet flow rate | 2.2 | gallons per minute | Energy Policy Act of 1992
Default WaterSense labeled aerator or faucet flow rate | 1.5 | gallons per minute | U.S. Environmental Protection Agency's WaterSense Program. High-Efficiency Lavatory Faucet Specification, Version 1.0. October 1, 2007.
Minutes of faucet use per person per day | 8.1 | minutes | Mayer, Peter W. and William B. DeOreo. Residential End Uses of Water. Aquacraft, Inc. Water Engineering and Management. American Water Works Association. 1998. Page 94.
Faucet uses per bathroom visit per day | 1 | uses | USGBC. LEED. Water Use Reduction Additional Guidance. July 6, 2012. http://www.usgbc.org/Docs/Archive/General/Docs6493.pdf.
Faucet duration per use (minutes) | 0.5 | minutes | USGBC. LEED. Water Use Reduction Additional Guidance. July 6, 2012. http://www.usgbc.org/Docs/Archive/General/Docs6493.pdf.
Number of faucets in facility | 0 | faucets | Sum from equipment list
Calculations
Item # | Flow rate (GPM) | WaterSense flow rate (GPM) | Number | Annual minutes of use per faucet | Water consumption (m3) | WaterSense consumption (m3)
1 |  | 1.5 | 0 | 0 | 0 | 0
|  | 1.5 | 0 | 0 | 0 | 0
|  | 1.5 | 0 | 0 | 0 | 0
|  | 1.5 | 0 | 0 | 0 | 0
|  | 1.5 | 0 | 0 | 0 | 0
|  | 1.5 | 0 | 0 | 0 | 0
|  | 1.5 | 0 | 0 | 0 | 0
|  | 1.5 | 0 | 0 | 0 | 0
|  | 1.5 | 0 | 0 | 0 | 0
|  | 1.5 | 0 | 0 | 0 | 0
|  | 1.5 | 0 | 0 | 0 | 0
|  | 1.5 | 0 | 0 | 0 | 0
|  | 1.5 | 0 | 0 | 0 | 0
|  | 1.5 | 0 | 0 | 0 | 0
|  | 1.5 | 0 | 0 | 0 | 0
|  | 1.5 | 0 | 0 | 0 | 0
|  | 1.5 | 0 | 0 | 0 | 0
|  | 1.5 | 0 | 0 | 0 | 0
|  | 1.5 | 0 | 0 | 0 | 0
|  | 1.5 | 0 | 0 | 0 | 0
|  | 1.5 | 0 | 0 | 0 | 0
|  | 1.5 | 0 | 0 | 0 | 0
|  | 1.5 | 0 | 0 | 0 | 0
|  | 1.5 | 0 | 0 | 0 | 0
|  | 1.5 | 0 | 0 | 0 | 0
|  | 1.5 | 0 | 0 | 0 | 0
|  | 1.5 | 0 | 0 | 0 | 0
|  | 1.5 | 0 | 0 | 0 | 0
|  | 1.5 | 0 | 0 | 0 | 0
|  | 1.5 | 0 | 0 | 0 | 0
|  | 1.5 | 0 | 0 | 0 | 0
|  | 1.5 | 0 | 0 | 0 | 0
|  | 1.5 | 0 | 0 | 0 | 0
|  | 1.5 | 0 | 0 | 0 | 0
|  | 1.5 | 0 | 0 | 0 | 0
|  | 1.5 | 0 | 0 | 0 | 0
|  | 1.5 | 0 | 0 | 0 | 0
|  | 1.5 | 0 | 0 | 0 | 0
|  | 1.5 | 0 | 0 | 0 | 0
|  | 1.5 | 0 | 0 | 0 | 0
|  | 1.5 | 0 | 0 | 0 | 0
|  | 1.5 | 0 | 0 | 0 | 0
|  | 1.5 | 0 | 0 | 0 | 0
|  | 1.5 | 0 | 0 | 0 | 0
|  | 1.5 | 0 | 0 | 0 | 0
|  | 1.5 | 0 | 0 | 0 | 0
|  | 1.5 | 0 | 0 | 0 | 0
|  | 1.5 | 0 | 0 | 0 | 0
|  | 1.5 | 0 | 0 | 0 | 0
|  | 1.5 | 0 | 0 | 0 | 0
|  | 1.5 | 0 | 0 | 0 | 0
|  | 1.5 | 0 | 0 | 0 | 0
|  | 1.5 | 0 | 0 | 0 | 0
|  | 1.5 | 0 | 0 | 0 | 0
|  | 1.5 | 0 | 0 | 0 | 0
|  | 1.5 | 0 | 0 | 0 | 0
|  | 1.5 | 0 | 0 | 0 | 0
|  | 1.5 | 0 | 0 | 0 | 0
|  | 1.5 | 0 | 0 | 0 | 0
|  | 1.5 | 0 | 0 | 0 | 0
|  | 1.5 | 0 | 0 | 0 | 0
|  | 1.5 | 0 | 0 | 0 | 0
|  | 1.5 | 0 | 0 | 0 | 0
|  | 1.5 | 0 | 0 | 0 | 0
|  | 1.5 | 0 | 0 | 0 | 0
|  | 1.5 | 0 | 0 | 0 | 0
|  | 1.5 | 0 | 0 | 0 | 0
|  | 1.5 | 0 | 0 | 0 | 0
|  | 1.5 | 0 | 0 | 0 | 0
|  | 1.5 | 0 | 0 | 0 | 0
|  | 1.5 | 0 | 0 | 0 | 0
|  | 1.5 | 0 | 0 | 0 | 0
|  | 1.5 | 0 | 0 | 0 | 0
|  | 1.5 | 0 | 0 | 0 | 0
|  | 1.5 | 0 | 0 | 0 | 0
|  | 1.5 | 0 | 0 | 0 | 0
|  | 1.5 | 0 | 0 | 0 | 0
|  | 1.5 | 0 | 0 | 0 | 0
|  | 1.5 | 0 | 0 | 0 | 0
|  | 1.5 | 0 | 0 | 0 | 0
|  | 1.5 | 0 | 0 | 0 | 0
|  | 1.5 | 0 | 0 | 0 | 0
|  | 1.5 | 0 | 0 | 0 | 0
|  | 1.5 | 0 | 0 | 0 | 0
|  | 1.5 | 0 | 0 | 0 | 0
|  | 1.5 | 0 | 0 | 0 | 0
|  | 1.5 | 0 | 0 | 0 | 0
|  | 1.5 | 0 | 0 | 0 | 0
|  | 1.5 | 0 | 0 | 0 | 0
|  | 1.5 | 0 | 0 | 0 | 0
|  | 1.5 | 0 | 0 | 0 | 0
|  | 1.5 | 0 | 0 | 0 | 0
|  | 1.5 | 0 | 0 | 0 | 0
|  | 1.5 | 0 | 0 | 0 | 0
|  | 1.5 | 0 | 0 | 0 | 0
|  | 1.5 | 0 | 0 | 0 | 0
|  | 1.5 | 0 | 0 | 0 | 0
|  | 1.5 | 0 | 0 | 0 | 0
|  | 1.5 | 0 | 0 | 0 | 0
|  | 1.5 | 0 | 0 | 0 | 0
|  | 1.5 | 0 | 0 | 0 | 0
|  | 1.5 | 0 | 0 | 0 | 0
|  | 1.5 | 0 | 0 | 0 | 0
|  | 1.5 | 0 | 0 | 0 | 0
|  | 1.5 | 0 | 0 | 0 | 0
|  | 1.5 | 0 | 0 | 0 | 0
|  | 1.5 | 0 | 0 | 0 | 0
|  | 1.5 | 0 | 0 | 0 | 0
|  | 1.5 | 0 | 0 | 0 | 0
|  | 1.5 | 0 | 0 | 0 | 0
|  | 1.5 | 0 | 0 | 0 | 0
|  | 1.5 | 0 | 0 | 0 | 0
|  | 1.5 | 0 | 0 | 0 | 0
|  | 1.5 | 0 | 0 | 0 | 0
|  | 1.5 | 0 | 0 | 0 | 0
|  | 1.5 | 0 | 0 | 0 | 0
|  | 1.5 | 0 | 0 | 0 | 0
|  | 1.5 | 0 | 0 | 0 | 0
|  | 1.5 | 0 | 0 | 0 | 0
|  | 1.5 | 0 | 0 | 0 | 0
|  | 1.5 | 0 | 0 | 0 | 0
|  | 1.5 | 0 | 0 | 0 | 0
|  | 1.5 | 0 | 0 | 0 | 0
|  | 1.5 | 0 | 0 | 0 | 0
|  | 1.5 | 0 | 0 | 0 | 0
|  | 1.5 | 0 | 0 | 0 | 0
|  | 1.5 | 0 | 0 | 0 | 0
|  | 1.5 | 0 | 0 | 0 | 0
|  | 1.5 | 0 | 0 | 0 | 0
|  | 1.5 | 0 | 0 | 0 | 0
|  | 1.5 | 0 | 0 | 0 | 0
|  | 1.5 | 0 | 0 | 0 | 0
|  | 1.5 | 0 | 0 | 0 | 0
|  | 1.5 | 0 | 0 | 0 | 0
|  | 1.5 | 0 | 0 | 0 | 0
|  | 1.5 | 0 | 0 | 0 | 0
|  | 1.5 | 0 | 0 | 0 | 0
|  | 1.5 | 0 | 0 | 0 | 0
|  | 1.5 | 0 | 0 | 0 | 0
|  | 1.5 | 0 | 0 | 0 | 0
|  | 1.5 | 0 | 0 | 0 | 0
|  | 1.5 | 0 | 0 | 0 | 0
|  | 1.5 | 0 | 0 | 0 | 0
|  | 1.5 | 0 | 0 | 0 | 0
|  | 1.5 | 0 | 0 | 0 | 0
|  | 1.5 | 0 | 0 | 0 | 0
|  | 1.5 | 0 | 0 | 0 | 0
|  | 1.5 | 0 | 0 | 0 | 0
|  | 1.5 | 0 | 0 | 0 | 0
|  | 1.5 | 0 | 0 | 0 | 0
|  | 1.5 | 0 | 0 | 0 | 0
|  | 1.5 | 0 | 0 | 0 | 0
|  | 1.5 | 0 | 0 | 0 | 0
|  | 1.5 | 0 | 0 | 0 | 0
|  | 1.5 | 0 | 0 | 0 | 0
|  | 1.5 | 0 | 0 | 0 | 0
|  | 1.5 | 0 | 0 | 0 | 0
|  | 1.5 | 0 | 0 | 0 | 0
|  | 1.5 | 0 | 0 | 0 | 0
|  | 1.5 | 0 | 0 | 0 | 0
|  | 1.5 | 0 | 0 | 0 | 0
|  | 1.5 | 0 | 0 | 0 | 0
|  | 1.5 | 0 | 0 | 0 | 0
|  | 1.5 | 0 | 0 | 0 | 0
|  | 1.5 | 0 | 0 | 0 | 0
|  | 1.5 | 0 | 0 | 0 | 0
|  | 1.5 | 0 | 0 | 0 | 0
|  | 1.5 | 0 | 0 | 0 | 0
|  | 1.5 | 0 | 0 | 0 | 0
|  | 1.5 | 0 | 0 | 0 | 0
|  | 1.5 | 0 | 0 | 0 | 0
|  | 1.5 | 0 | 0 | 0 | 0
|  | 1.5 | 0 | 0 | 0 | 0
|  | 1.5 | 0 | 0 | 0 | 0
|  | 1.5 | 0 | 0 | 0 | 0
|  | 1.5 | 0 | 0 | 0 | 0
|  | 1.5 | 0 | 0 | 0 | 0
|  | 1.5 | 0 | 0 | 0 | 0
|  | 1.5 | 0 | 0 | 0 | 0
|  | 1.5 | 0 | 0 | 0 | 0
|  | 1.5 | 0 | 0 | 0 | 0
|  | 1.5 | 0 | 0 | 0 | 0
|  | 1.5 | 0 | 0 | 0 | 0
|  | 1.5 | 0 | 0 | 0 | 0
|  | 1.5 | 0 | 0 | 0 | 0
|  | 1.5 | 0 | 0 | 0 | 0
|  | 1.5 | 0 | 0 | 0 | 0
|  | 1.5 | 0 | 0 | 0 | 0
|  | 1.5 | 0 | 0 | 0 | 0
|  | 1.5 | 0 | 0 | 0 | 0
|  | 1.5 | 0 | 0 | 0 | 0
|  | 1.5 | 0 | 0 | 0 | 0
|  | 1.5 | 0 | 0 | 0 | 0
|  | 1.5 | 0 | 0 | 0 | 0
|  | 1.5 | 0 | 0 | 0 | 0
|  | 1.5 | 0 | 0 | 0 | 0
|  | 1.5 | 0 | 0 | 0 | 0
|  | 1.5 | 0 | 0 | 0 | 0
|  | 1.5 | 0 | 0 | 0 | 0
|  | 1.5 | 0 | 0 | 0 | 0
|  | 1.5 | 0 | 0 | 0 | 0
|  | 1.5 | 0 | 0 | 0 | 0

## Laundry machines
Laundry machines
Annual water consumption (m3) | 0
Assumptions
Description | Value | Unit | Source
Water consumption per load of laundry - front-loading - conventional | 23.8 | gallons | U.S. EPA and DOE. Savings Calculator for ENERGY STAR Qualified Appliances. August 2013
Water consumption per load of laundry - front-loading - ENERGY STAR | 12.6 | gallons | U.S. EPA and DOE. Savings Calculator for ENERGY STAR Qualified Appliances. August 2013
Water consumption per load of laundry - top-loading - conventional | 15.4 | gallons | U.S. EPA and DOE. Savings Calculator for ENERGY STAR Qualified Appliances. August 2013
Water consumption per load of laundry - top-loading - ENERGY STAR | 12.6 | gallons | U.S. EPA and DOE. Savings Calculator for ENERGY STAR Qualified Appliances. August 2013
Number of loads per day | 4 | loads | YVR Assumption
Default average pounds of laundry washed per day | Calculated | pounds per day | Calculation based on number of guest rooms, hotel occupancy percentage, and pounds of laundry per occupied guest room per day estimate
Average pounds of laundry per occupied guest room per day | 10 | pounds | Seattle Public Utility Resource Conservation Section. Hotel Water Conservation: A Seattle Demonstration. Prepared by Calyx Sustainable Tourism & The RICE Group. July 2002.
Water use by a multi-load washer | 1.4 | gallons per pound of laundry | San Diego County Water Authority. Report on the Monitoring and Assessment of Water Savings from the Coin-Operated Multi-Load Clothes Washers Voucher Initiative Program. Page 10. October 2006.
Water use by a washer extractor | 3 | gallons per pound of laundry | U.S. Environmental Protection Agency's WaterSense Program. WaterSense at Work: Best Management Practices for Commercial and Institutional Facilities. Page 3-30. October 2012.
Water use by a tunnel washer | 2 | gallons per pound of laundry | U.S. Environmental Protection Agency's WaterSense Program. WaterSense at Work: Best Management Practices for Commercial and Institutional Facilities. Page 3-30. October 2012.
Calculations
Laundry machine, front-loading |  |  |  |  | Laundry machine, top-loading
Item # | Flow rate (GPL) | Number | Annual loads | Annual water consumption (m3) | Flow rate (GPL) | Number | Annual loads | Annual water consumption (m3)
1 |  | 0 | 1460 | 0 |  | 0 | 1460 | 0
|  | 0 | 1460 | 0 |  | 0 | 1460 | 0
|  | 0 | 1460 | 0 |  | 0 | 1460 | 0
|  | 0 | 1460 | 0 |  | 0 | 1460 | 0
|  | 0 | 1460 | 0 |  | 0 | 1460 | 0
|  | 0 | 1460 | 0 |  | 0 | 1460 | 0
|  | 0 | 1460 | 0 |  | 0 | 1460 | 0
|  | 0 | 1460 | 0 |  | 0 | 1460 | 0
|  | 0 | 1460 | 0 |  | 0 | 1460 | 0
|  | 0 | 1460 | 0 |  | 0 | 1460 | 0
|  | 0 | 1460 | 0 |  | 0 | 1460 | 0
|  | 0 | 1460 | 0 |  | 0 | 1460 | 0
|  | 0 | 1460 | 0 |  | 0 | 1460 | 0
|  | 0 | 1460 | 0 |  | 0 | 1460 | 0
|  | 0 | 1460 | 0 |  | 0 | 1460 | 0
|  | 0 | 1460 | 0 |  | 0 | 1460 | 0
|  | 0 | 1460 | 0 |  | 0 | 1460 | 0
|  | 0 | 1460 | 0 |  | 0 | 1460 | 0
|  | 0 | 1460 | 0 |  | 0 | 1460 | 0
|  | 0 | 1460 | 0 |  | 0 | 1460 | 0
|  | 0 | 1460 | 0 |  | 0 | 1460 | 0
|  | 0 | 1460 | 0 |  | 0 | 1460 | 0
|  | 0 | 1460 | 0 |  | 0 | 1460 | 0
|  | 0 | 1460 | 0 |  | 0 | 1460 | 0
|  | 0 | 1460 | 0 |  | 0 | 1460 | 0
|  | 0 | 1460 | 0 |  | 0 | 1460 | 0
|  | 0 | 1460 | 0 |  | 0 | 1460 | 0
|  | 0 | 1460 | 0 |  | 0 | 1460 | 0
|  | 0 | 1460 | 0 |  | 0 | 1460 | 0
|  | 0 | 1460 | 0 |  | 0 | 1460 | 0
|  | 0 | 1460 | 0 |  | 0 | 1460 | 0
|  | 0 | 1460 | 0 |  | 0 | 1460 | 0
|  | 0 | 1460 | 0 |  | 0 | 1460 | 0
|  | 0 | 1460 | 0 |  | 0 | 1460 | 0
|  | 0 | 1460 | 0 |  | 0 | 1460 | 0
|  | 0 | 1460 | 0 |  | 0 | 1460 | 0
|  | 0 | 1460 | 0 |  | 0 | 1460 | 0
|  | 0 | 1460 | 0 |  | 0 | 1460 | 0
|  | 0 | 1460 | 0 |  | 0 | 1460 | 0
|  | 0 | 1460 | 0 |  | 0 | 1460 | 0
|  | 0 | 1460 | 0 |  | 0 | 1460 | 0
|  | 0 | 1460 | 0 |  | 0 | 1460 | 0
|  | 0 | 1460 | 0 |  | 0 | 1460 | 0
|  | 0 | 1460 | 0 |  | 0 | 1460 | 0
|  | 0 | 1460 | 0 |  | 0 | 1460 | 0
|  | 0 | 1460 | 0 |  | 0 | 1460 | 0
|  | 0 | 1460 | 0 |  | 0 | 1460 | 0
|  | 0 | 1460 | 0 |  | 0 | 1460 | 0
|  | 0 | 1460 | 0 |  | 0 | 1460 | 0
|  | 0 | 1460 | 0 |  | 0 | 1460 | 0
|  | 0 | 1460 | 0 |  | 0 | 1460 | 0
|  | 0 | 1460 | 0 |  | 0 | 1460 | 0
|  | 0 | 1460 | 0 |  | 0 | 1460 | 0
|  | 0 | 1460 | 0 |  | 0 | 1460 | 0
|  | 0 | 1460 | 0 |  | 0 | 1460 | 0
|  | 0 | 1460 | 0 |  | 0 | 1460 | 0
|  | 0 | 1460 | 0 |  | 0 | 1460 | 0
|  | 0 | 1460 | 0 |  | 0 | 1460 | 0
|  | 0 | 1460 | 0 |  | 0 | 1460 | 0
|  | 0 | 1460 | 0 |  | 0 | 1460 | 0
|  | 0 | 1460 | 0 |  | 0 | 1460 | 0
|  | 0 | 1460 | 0 |  | 0 | 1460 | 0
|  | 0 | 1460 | 0 |  | 0 | 1460 | 0
|  | 0 | 1460 | 0 |  | 0 | 1460 | 0
|  | 0 | 1460 | 0 |  | 0 | 1460 | 0
|  | 0 | 1460 | 0 |  | 0 | 1460 | 0
|  | 0 | 1460 | 0 |  | 0 | 1460 | 0
|  | 0 | 1460 | 0 |  | 0 | 1460 | 0
|  | 0 | 1460 | 0 |  | 0 | 1460 | 0
|  | 0 | 1460 | 0 |  | 0 | 1460 | 0
|  | 0 | 1460 | 0 |  | 0 | 1460 | 0
|  | 0 | 1460 | 0 |  | 0 | 1460 | 0
|  | 0 | 1460 | 0 |  | 0 | 1460 | 0
|  | 0 | 1460 | 0 |  | 0 | 1460 | 0
|  | 0 | 1460 | 0 |  | 0 | 1460 | 0
|  | 0 | 1460 | 0 |  | 0 | 1460 | 0
|  | 0 | 1460 | 0 |  | 0 | 1460 | 0
|  | 0 | 1460 | 0 |  | 0 | 1460 | 0
|  | 0 | 1460 | 0 |  | 0 | 1460 | 0
|  | 0 | 1460 | 0 |  | 0 | 1460 | 0
|  | 0 | 1460 | 0 |  | 0 | 1460 | 0
|  | 0 | 1460 | 0 |  | 0 | 1460 | 0
|  | 0 | 1460 | 0 |  | 0 | 1460 | 0
|  | 0 | 1460 | 0 |  | 0 | 1460 | 0
|  | 0 | 1460 | 0 |  | 0 | 1460 | 0
|  | 0 | 1460 | 0 |  | 0 | 1460 | 0
|  | 0 | 1460 | 0 |  | 0 | 1460 | 0
|  | 0 | 1460 | 0 |  | 0 | 1460 | 0
|  | 0 | 1460 | 0 |  | 0 | 1460 | 0
|  | 0 | 1460 | 0 |  | 0 | 1460 | 0
|  | 0 | 1460 | 0 |  | 0 | 1460 | 0
|  | 0 | 1460 | 0 |  | 0 | 1460 | 0
|  | 0 | 1460 | 0 |  | 0 | 1460 | 0
|  | 0 | 1460 | 0 |  | 0 | 1460 | 0
|  | 0 | 1460 | 0 |  | 0 | 1460 | 0
|  | 0 | 1460 | 0 |  | 0 | 1460 | 0
|  | 0 | 1460 | 0 |  | 0 | 1460 | 0
|  | 0 | 1460 | 0 |  | 0 | 1460 | 0
|  | 0 | 1460 | 0 |  | 0 | 1460 | 0
|  | 0 | 1460 | 0 |  | 0 | 1460 | 0
|  | 0 | 1460 | 0 |  | 0 | 1460 | 0
|  | 0 | 1460 | 0 |  | 0 | 1460 | 0
|  | 0 | 1460 | 0 |  | 0 | 1460 | 0
|  | 0 | 1460 | 0 |  | 0 | 1460 | 0
|  | 0 | 1460 | 0 |  | 0 | 1460 | 0
|  | 0 | 1460 | 0 |  | 0 | 1460 | 0
|  | 0 | 1460 | 0 |  | 0 | 1460 | 0
|  | 0 | 1460 | 0 |  | 0 | 1460 | 0
|  | 0 | 1460 | 0 |  | 0 | 1460 | 0
|  | 0 | 1460 | 0 |  | 0 | 1460 | 0
|  | 0 | 1460 | 0 |  | 0 | 1460 | 0
|  | 0 | 1460 | 0 |  | 0 | 1460 | 0
|  | 0 | 1460 | 0 |  | 0 | 1460 | 0
|  | 0 | 1460 | 0 |  | 0 | 1460 | 0
|  | 0 | 1460 | 0 |  | 0 | 1460 | 0
|  | 0 | 1460 | 0 |  | 0 | 1460 | 0
|  | 0 | 1460 | 0 |  | 0 | 1460 | 0
|  | 0 | 1460 | 0 |  | 0 | 1460 | 0
|  | 0 | 1460 | 0 |  | 0 | 1460 | 0
|  | 0 | 1460 | 0 |  | 0 | 1460 | 0
|  | 0 | 1460 | 0 |  | 0 | 1460 | 0
|  | 0 | 1460 | 0 |  | 0 | 1460 | 0
|  | 0 | 1460 | 0 |  | 0 | 1460 | 0
|  | 0 | 1460 | 0 |  | 0 | 1460 | 0
|  | 0 | 1460 | 0 |  | 0 | 1460 | 0
|  | 0 | 1460 | 0 |  | 0 | 1460 | 0
|  | 0 | 1460 | 0 |  | 0 | 1460 | 0
|  | 0 | 1460 | 0 |  | 0 | 1460 | 0
|  | 0 | 1460 | 0 |  | 0 | 1460 | 0
|  | 0 | 1460 | 0 |  | 0 | 1460 | 0
|  | 0 | 1460 | 0 |  | 0 | 1460 | 0
|  | 0 | 1460 | 0 |  | 0 | 1460 | 0
|  | 0 | 1460 | 0 |  | 0 | 1460 | 0
|  | 0 | 1460 | 0 |  | 0 | 1460 | 0
|  | 0 | 1460 | 0 |  | 0 | 1460 | 0
|  | 0 | 1460 | 0 |  | 0 | 1460 | 0
|  | 0 | 1460 | 0 |  | 0 | 1460 | 0
|  | 0 | 1460 | 0 |  | 0 | 1460 | 0
|  | 0 | 1460 | 0 |  | 0 | 1460 | 0
|  | 0 | 1460 | 0 |  | 0 | 1460 | 0
|  | 0 | 1460 | 0 |  | 0 | 1460 | 0
|  | 0 | 1460 | 0 |  | 0 | 1460 | 0
|  | 0 | 1460 | 0 |  | 0 | 1460 | 0
|  | 0 | 1460 | 0 |  | 0 | 1460 | 0
|  | 0 | 1460 | 0 |  | 0 | 1460 | 0
|  | 0 | 1460 | 0 |  | 0 | 1460 | 0
|  | 0 | 1460 | 0 |  | 0 | 1460 | 0
|  | 0 | 1460 | 0 |  | 0 | 1460 | 0
|  | 0 | 1460 | 0 |  | 0 | 1460 | 0
|  | 0 | 1460 | 0 |  | 0 | 1460 | 0
|  | 0 | 1460 | 0 |  | 0 | 1460 | 0
|  | 0 | 1460 | 0 |  | 0 | 1460 | 0
|  | 0 | 1460 | 0 |  | 0 | 1460 | 0
|  | 0 | 1460 | 0 |  | 0 | 1460 | 0
|  | 0 | 1460 | 0 |  | 0 | 1460 | 0
|  | 0 | 1460 | 0 |  | 0 | 1460 | 0
|  | 0 | 1460 | 0 |  | 0 | 1460 | 0
|  | 0 | 1460 | 0 |  | 0 | 1460 | 0
|  | 0 | 1460 | 0 |  | 0 | 1460 | 0
|  | 0 | 1460 | 0 |  | 0 | 1460 | 0
|  | 0 | 1460 | 0 |  | 0 | 1460 | 0
|  | 0 | 1460 | 0 |  | 0 | 1460 | 0
|  | 0 | 1460 | 0 |  | 0 | 1460 | 0
|  | 0 | 1460 | 0 |  | 0 | 1460 | 0
|  | 0 | 1460 | 0 |  | 0 | 1460 | 0
|  | 0 | 1460 | 0 |  | 0 | 1460 | 0
|  | 0 | 1460 | 0 |  | 0 | 1460 | 0
|  | 0 | 1460 | 0 |  | 0 | 1460 | 0
|  | 0 | 1460 | 0 |  | 0 | 1460 | 0
|  | 0 | 1460 | 0 |  | 0 | 1460 | 0
|  | 0 | 1460 | 0 |  | 0 | 1460 | 0
|  | 0 | 1460 | 0 |  | 0 | 1460 | 0
|  | 0 | 1460 | 0 |  | 0 | 1460 | 0
|  | 0 | 1460 | 0 |  | 0 | 1460 | 0
|  | 0 | 1460 | 0 |  | 0 | 1460 | 0
|  | 0 | 1460 | 0 |  | 0 | 1460 | 0
|  | 0 | 1460 | 0 |  | 0 | 1460 | 0
|  | 0 | 1460 | 0 |  | 0 | 1460 | 0
|  | 0 | 1460 | 0 |  | 0 | 1460 | 0
|  | 0 | 1460 | 0 |  | 0 | 1460 | 0
|  | 0 | 1460 | 0 |  | 0 | 1460 | 0
|  | 0 | 1460 | 0 |  | 0 | 1460 | 0
|  | 0 | 1460 | 0 |  | 0 | 1460 | 0
|  | 0 | 1460 | 0 |  | 0 | 1460 | 0
|  | 0 | 1460 | 0 |  | 0 | 1460 | 0
|  | 0 | 1460 | 0 |  | 0 | 1460 | 0
|  | 0 | 1460 | 0 |  | 0 | 1460 | 0
|  | 0 | 1460 | 0 |  | 0 | 1460 | 0
|  | 0 | 1460 | 0 |  | 0 | 1460 | 0
|  | 0 | 1460 | 0 |  | 0 | 1460 | 0
|  | 0 | 1460 | 0 |  | 0 | 1460 | 0
|  | 0 | 1460 | 0 |  | 0 | 1460 | 0
|  | 0 | 1460 | 0 |  | 0 | 1460 | 0
|  | 0 | 1460 | 0 |  | 0 | 1460 | 0
|  | 0 | 1460 | 0 |  | 0 | 1460 | 0
|  | 0 | 1460 | 0 |  | 0 | 1460 | 0
|  | 0 | 1460 | 0 |  | 0 | 1460 | 0
|  | 0 | 1460 | 0 |  | 0 | 1460 | 0
|  | 0 | 1460 | 0 |  | 0 | 1460 | 0
|  | 0 | 1460 | 0 |  | 0 | 1460 | 0
|  | 0 | 1460 | 0 |  | 0 | 1460 | 0

## Showerheads
Showerheads
Annual water consumption (m3) | 0
Annual water consumption (m3) IF all equipment was WaterSense | 0
Assumptions
Description | Value | Unit | Source
Default showerhead flow rate | 2.5 | gallons per minute | Energy Policy Act of 1992
Default WaterSense labeled showerhead flow rate | 2 | gallons per minute | U.S. Environmental Protection Agency's WaterSense Program. WaterSense Specification for Showerheads, Version 1.0. March 4, 2010.
Average shower duration (minutes) | 8.2 | minutes | Mayer, Peter W. and William B. DeOreo. Residential End Uses of Water. Aquacraft, Inc. Water Engineering and Management. American Water Works Association. 1998. Page 102
Showers per person per day | 1 | showers per person per day | Standard assumption for shower use
Showers per employee per day | 0.1 | uses | USGBC. LEED. Water Use Reduction Additional Guidance. July 6, 2012. http://www.usgbc.org/Docs/Archive/General/Docs6493.pdf.
Average shower duration (minutes) | 5 | minutes | USGBC. LEED. Water Use Reduction Additional Guidance. July 6, 2012. http://www.usgbc.org/Docs/Archive/General/Docs6493.pdf.
Total employee showers | 0 | employee showers | Sum from input table
Calculations
Item # | Flow rate (GPM) | WaterSense flow rate (GPM) | Number | Total annual minutes per shower | Water consumption (m3) | WaterSense consumption (m3)
1 |  | 2 | 0 | 0 | 0 | 0
|  | 2 | 0 | 0 | 0 | 0
|  | 2 | 0 | 0 | 0 | 0
|  | 2 | 0 | 0 | 0 | 0
|  | 2 | 0 | 0 | 0 | 0
|  | 2 | 0 | 0 | 0 | 0
|  | 2 | 0 | 0 | 0 | 0
|  | 2 | 0 | 0 | 0 | 0
|  | 2 | 0 | 0 | 0 | 0
|  | 2 | 0 | 0 | 0 | 0
|  | 2 | 0 | 0 | 0 | 0
|  | 2 | 0 | 0 | 0 | 0
|  | 2 | 0 | 0 | 0 | 0
|  | 2 | 0 | 0 | 0 | 0
|  | 2 | 0 | 0 | 0 | 0
|  | 2 | 0 | 0 | 0 | 0
|  | 2 | 0 | 0 | 0 | 0
|  | 2 | 0 | 0 | 0 | 0
|  | 2 | 0 | 0 | 0 | 0
|  | 2 | 0 | 0 | 0 | 0
|  | 2 | 0 | 0 | 0 | 0
|  | 2 | 0 | 0 | 0 | 0
|  | 2 | 0 | 0 | 0 | 0
|  | 2 | 0 | 0 | 0 | 0
|  | 2 | 0 | 0 | 0 | 0
|  | 2 | 0 | 0 | 0 | 0
|  | 2 | 0 | 0 | 0 | 0
|  | 2 | 0 | 0 | 0 | 0
|  | 2 | 0 | 0 | 0 | 0
|  | 2 | 0 | 0 | 0 | 0
|  | 2 | 0 | 0 | 0 | 0
|  | 2 | 0 | 0 | 0 | 0
|  | 2 | 0 | 0 | 0 | 0
|  | 2 | 0 | 0 | 0 | 0
|  | 2 | 0 | 0 | 0 | 0
|  | 2 | 0 | 0 | 0 | 0
|  | 2 | 0 | 0 | 0 | 0
|  | 2 | 0 | 0 | 0 | 0
|  | 2 | 0 | 0 | 0 | 0
|  | 2 | 0 | 0 | 0 | 0
|  | 2 | 0 | 0 | 0 | 0
|  | 2 | 0 | 0 | 0 | 0
|  | 2 | 0 | 0 | 0 | 0
|  | 2 | 0 | 0 | 0 | 0
|  | 2 | 0 | 0 | 0 | 0
|  | 2 | 0 | 0 | 0 | 0
|  | 2 | 0 | 0 | 0 | 0
|  | 2 | 0 | 0 | 0 | 0
|  | 2 | 0 | 0 | 0 | 0
|  | 2 | 0 | 0 | 0 | 0
|  | 2 | 0 | 0 | 0 | 0
|  | 2 | 0 | 0 | 0 | 0
|  | 2 | 0 | 0 | 0 | 0
|  | 2 | 0 | 0 | 0 | 0
|  | 2 | 0 | 0 | 0 | 0
|  | 2 | 0 | 0 | 0 | 0
|  | 2 | 0 | 0 | 0 | 0
|  | 2 | 0 | 0 | 0 | 0
|  | 2 | 0 | 0 | 0 | 0
|  | 2 | 0 | 0 | 0 | 0
|  | 2 | 0 | 0 | 0 | 0
|  | 2 | 0 | 0 | 0 | 0
|  | 2 | 0 | 0 | 0 | 0
|  | 2 | 0 | 0 | 0 | 0
|  | 2 | 0 | 0 | 0 | 0
|  | 2 | 0 | 0 | 0 | 0
|  | 2 | 0 | 0 | 0 | 0
|  | 2 | 0 | 0 | 0 | 0
|  | 2 | 0 | 0 | 0 | 0
|  | 2 | 0 | 0 | 0 | 0
|  | 2 | 0 | 0 | 0 | 0
|  | 2 | 0 | 0 | 0 | 0
|  | 2 | 0 | 0 | 0 | 0
|  | 2 | 0 | 0 | 0 | 0
|  | 2 | 0 | 0 | 0 | 0
|  | 2 | 0 | 0 | 0 | 0
|  | 2 | 0 | 0 | 0 | 0
|  | 2 | 0 | 0 | 0 | 0
|  | 2 | 0 | 0 | 0 | 0
|  | 2 | 0 | 0 | 0 | 0
|  | 2 | 0 | 0 | 0 | 0
|  | 2 | 0 | 0 | 0 | 0
|  | 2 | 0 | 0 | 0 | 0
|  | 2 | 0 | 0 | 0 | 0
|  | 2 | 0 | 0 | 0 | 0
|  | 2 | 0 | 0 | 0 | 0
|  | 2 | 0 | 0 | 0 | 0
|  | 2 | 0 | 0 | 0 | 0
|  | 2 | 0 | 0 | 0 | 0
|  | 2 | 0 | 0 | 0 | 0
|  | 2 | 0 | 0 | 0 | 0
|  | 2 | 0 | 0 | 0 | 0
|  | 2 | 0 | 0 | 0 | 0
|  | 2 | 0 | 0 | 0 | 0
|  | 2 | 0 | 0 | 0 | 0
|  | 2 | 0 | 0 | 0 | 0
|  | 2 | 0 | 0 | 0 | 0
|  | 2 | 0 | 0 | 0 | 0
|  | 2 | 0 | 0 | 0 | 0
|  | 2 | 0 | 0 | 0 | 0
|  | 2 | 0 | 0 | 0 | 0
|  | 2 | 0 | 0 | 0 | 0
|  | 2 | 0 | 0 | 0 | 0
|  | 2 | 0 | 0 | 0 | 0
|  | 2 | 0 | 0 | 0 | 0
|  | 2 | 0 | 0 | 0 | 0
|  | 2 | 0 | 0 | 0 | 0
|  | 2 | 0 | 0 | 0 | 0
|  | 2 | 0 | 0 | 0 | 0
|  | 2 | 0 | 0 | 0 | 0
|  | 2 | 0 | 0 | 0 | 0
|  | 2 | 0 | 0 | 0 | 0
|  | 2 | 0 | 0 | 0 | 0
|  | 2 | 0 | 0 | 0 | 0
|  | 2 | 0 | 0 | 0 | 0
|  | 2 | 0 | 0 | 0 | 0
|  | 2 | 0 | 0 | 0 | 0
|  | 2 | 0 | 0 | 0 | 0
|  | 2 | 0 | 0 | 0 | 0
|  | 2 | 0 | 0 | 0 | 0
|  | 2 | 0 | 0 | 0 | 0
|  | 2 | 0 | 0 | 0 | 0
|  | 2 | 0 | 0 | 0 | 0
|  | 2 | 0 | 0 | 0 | 0
|  | 2 | 0 | 0 | 0 | 0
|  | 2 | 0 | 0 | 0 | 0
|  | 2 | 0 | 0 | 0 | 0
|  | 2 | 0 | 0 | 0 | 0
|  | 2 | 0 | 0 | 0 | 0
|  | 2 | 0 | 0 | 0 | 0
|  | 2 | 0 | 0 | 0 | 0
|  | 2 | 0 | 0 | 0 | 0
|  | 2 | 0 | 0 | 0 | 0
|  | 2 | 0 | 0 | 0 | 0
|  | 2 | 0 | 0 | 0 | 0
|  | 2 | 0 | 0 | 0 | 0
|  | 2 | 0 | 0 | 0 | 0
|  | 2 | 0 | 0 | 0 | 0
|  | 2 | 0 | 0 | 0 | 0
|  | 2 | 0 | 0 | 0 | 0
|  | 2 | 0 | 0 | 0 | 0
|  | 2 | 0 | 0 | 0 | 0
|  | 2 | 0 | 0 | 0 | 0
|  | 2 | 0 | 0 | 0 | 0
|  | 2 | 0 | 0 | 0 | 0
|  | 2 | 0 | 0 | 0 | 0
|  | 2 | 0 | 0 | 0 | 0
|  | 2 | 0 | 0 | 0 | 0
|  | 2 | 0 | 0 | 0 | 0
|  | 2 | 0 | 0 | 0 | 0
|  | 2 | 0 | 0 | 0 | 0
|  | 2 | 0 | 0 | 0 | 0
|  | 2 | 0 | 0 | 0 | 0
|  | 2 | 0 | 0 | 0 | 0
|  | 2 | 0 | 0 | 0 | 0
|  | 2 | 0 | 0 | 0 | 0
|  | 2 | 0 | 0 | 0 | 0
|  | 2 | 0 | 0 | 0 | 0
|  | 2 | 0 | 0 | 0 | 0
|  | 2 | 0 | 0 | 0 | 0
|  | 2 | 0 | 0 | 0 | 0
|  | 2 | 0 | 0 | 0 | 0
|  | 2 | 0 | 0 | 0 | 0
|  | 2 | 0 | 0 | 0 | 0
|  | 2 | 0 | 0 | 0 | 0
|  | 2 | 0 | 0 | 0 | 0
|  | 2 | 0 | 0 | 0 | 0
|  | 2 | 0 | 0 | 0 | 0
|  | 2 | 0 | 0 | 0 | 0
|  | 2 | 0 | 0 | 0 | 0
|  | 2 | 0 | 0 | 0 | 0
|  | 2 | 0 | 0 | 0 | 0
|  | 2 | 0 | 0 | 0 | 0
|  | 2 | 0 | 0 | 0 | 0
|  | 2 | 0 | 0 | 0 | 0
|  | 2 | 0 | 0 | 0 | 0
|  | 2 | 0 | 0 | 0 | 0
|  | 2 | 0 | 0 | 0 | 0
|  | 2 | 0 | 0 | 0 | 0
|  | 2 | 0 | 0 | 0 | 0
|  | 2 | 0 | 0 | 0 | 0
|  | 2 | 0 | 0 | 0 | 0
|  | 2 | 0 | 0 | 0 | 0
|  | 2 | 0 | 0 | 0 | 0
|  | 2 | 0 | 0 | 0 | 0
|  | 2 | 0 | 0 | 0 | 0
|  | 2 | 0 | 0 | 0 | 0
|  | 2 | 0 | 0 | 0 | 0
|  | 2 | 0 | 0 | 0 | 0
|  | 2 | 0 | 0 | 0 | 0
|  | 2 | 0 | 0 | 0 | 0
|  | 2 | 0 | 0 | 0 | 0
|  | 2 | 0 | 0 | 0 | 0
|  | 2 | 0 | 0 | 0 | 0
|  | 2 | 0 | 0 | 0 | 0
|  | 2 | 0 | 0 | 0 | 0
|  | 2 | 0 | 0 | 0 | 0
|  | 2 | 0 | 0 | 0 | 0
|  | 2 | 0 | 0 | 0 | 0
|  | 2 | 0 | 0 | 0 | 0
|  | 2 | 0 | 0 | 0 | 0

## Toilets
Toilets
Annual water consumption (m3) | 0
Annual water consumption (m3) IF all equipment was WaterSense | 0
Assumptions
Description | Value | Unit | Source
Default toilet single flush volume tank-type (pre-1980) | 5 | gallons per flush | D&R International, Koeller and Company, Veritec Consulting, Ltd. Plumbing Fixtures Market Overview: Water Savings Potential for Residential and Commercial Toilet and Urinals. Page 6
Default toilet single flush volume tank-type (1980-1993) | 3.5 | gallons per flush | Mayer, Peter W. and William B. DeOreo. Residential End Uses of Water. Aquacraft, Inc. Water Engineering and Management. American Water Works Association. 1998. Page 96.
Default toilet single flush volume tank-type (post 1993) | 1.6 | gallons per flush | Energy Policy Act of 1992
Default toilet single flush volume flushometer valve (pre-1980) | 5 | gallons per flush | D&R International, Koeller and Company, Veritec Consulting, Ltd. Plumbing Fixtures Market Overview: Water Savings Potential for Residential and Commercial Toilet and Urinals. Page 6
Default toilet single flush volume flushometer valve (1980-1996) | 3.5 | gallons per flush | Mayer, Peter W. and William B. DeOreo. Residential End Uses of Water. Aquacraft, Inc. Water Engineering and Management. American Water Works Association. 1998. Page 96.
Default toilet single flush volume flushometer valve (post 1996) | 1.6 | gallons per flush | Energy Policy Act of 1992
Default toilet dual flush volume (tank-type and flushometer valve) | 1.28 | gallons per flush | American Society of Mechanical Engineers (ASME) A112.19.14-2006 (Six-Liter Water Closets Equipped with a Dual Flushing Device)
Average default toilet flush volume | 3.0686 | gallons per flush | Average from values above
Default WaterSense labeled tank-type toilet flush volume | 1.28 | gallons per flush | U.S. Environmental Protection Agency's WaterSense Program. WaterSense Specification for Tank-Type Toilets, Version 1.1. May 19, 2011.
Toilet flushes per female employee per day | 3 | flushes per day | USGBC. LEED. Water Use Reduction Additional Guidance. July 6, 2012. http://www.usgbc.org/Docs/Archive/General/Docs6493.pdf.
Toilet flushes per female visitor per day | 0.5 | flushes per day | USGBC. LEED. Water Use Reduction Additional Guidance. July 6, 2012. http://www.usgbc.org/Docs/Archive/General/Docs6493.pdf.
Toilet flushes per male employee per day | 1 | flushes per day | USGBC. LEED. Water Use Reduction Additional Guidance. July 6, 2012. http://www.usgbc.org/Docs/Archive/General/Docs6493.pdf.
Toilet flushes per male visitor per day | 0.1 | flushes per day | USGBC. LEED. Water Use Reduction Additional Guidance. July 6, 2012. http://www.usgbc.org/Docs/Archive/General/Docs6493.pdf.
Toilet flushes per employee per day | 2 | flushes per day | Average from values above
Toilet flushes per visitor per day | 0.3 | flushes per day | Average from values above
Total toilets in facility | 0 | toilets | Sum from input table
Calculations
Item # | Flow rate (GPF) | WaterSense flow rate (GPF) | Number | Total annual flushes per toilet | Annual water consumption (m3) | WaterSense consumption (m3)
1 |  | 1.28 | 0 | #DIV/0! | 0 | 0
|  | 1.28 | 0 | #DIV/0! | 0 | 0
|  | 1.28 | 0 | #DIV/0! | 0 | 0
|  | 1.28 | 0 | #DIV/0! | 0 | 0
|  | 1.28 | 0 | #DIV/0! | 0 | 0
|  | 1.28 | 0 | #DIV/0! | 0 | 0
|  | 1.28 | 0 | #DIV/0! | 0 | 0
|  | 1.28 | 0 | #DIV/0! | 0 | 0
|  | 1.28 | 0 | #DIV/0! | 0 | 0
|  | 1.28 | 0 | #DIV/0! | 0 | 0
|  | 1.28 | 0 | #DIV/0! | 0 | 0
|  | 1.28 | 0 | #DIV/0! | 0 | 0
|  | 1.28 | 0 | #DIV/0! | 0 | 0
|  | 1.28 | 0 | #DIV/0! | 0 | 0
|  | 1.28 | 0 | #DIV/0! | 0 | 0
|  | 1.28 | 0 | #DIV/0! | 0 | 0
|  | 1.28 | 0 | #DIV/0! | 0 | 0
|  | 1.28 | 0 | #DIV/0! | 0 | 0
|  | 1.28 | 0 | #DIV/0! | 0 | 0
|  | 1.28 | 0 | #DIV/0! | 0 | 0
|  | 1.28 | 0 | #DIV/0! | 0 | 0
|  | 1.28 | 0 | #DIV/0! | 0 | 0
|  | 1.28 | 0 | #DIV/0! | 0 | 0
|  | 1.28 | 0 | #DIV/0! | 0 | 0
|  | 1.28 | 0 | #DIV/0! | 0 | 0
|  | 1.28 | 0 | #DIV/0! | 0 | 0
|  | 1.28 | 0 | #DIV/0! | 0 | 0
|  | 1.28 | 0 | #DIV/0! | 0 | 0
|  | 1.28 | 0 | #DIV/0! | 0 | 0
|  | 1.28 | 0 | #DIV/0! | 0 | 0
|  | 1.28 | 0 | #DIV/0! | 0 | 0
|  | 1.28 | 0 | #DIV/0! | 0 | 0
|  | 1.28 | 0 | #DIV/0! | 0 | 0
|  | 1.28 | 0 | #DIV/0! | 0 | 0
|  | 1.28 | 0 | #DIV/0! | 0 | 0
|  | 1.28 | 0 | #DIV/0! | 0 | 0
|  | 1.28 | 0 | #DIV/0! | 0 | 0
|  | 1.28 | 0 | #DIV/0! | 0 | 0
|  | 1.28 | 0 | #DIV/0! | 0 | 0
|  | 1.28 | 0 | #DIV/0! | 0 | 0
|  | 1.28 | 0 | #DIV/0! | 0 | 0
|  | 1.28 | 0 | #DIV/0! | 0 | 0
|  | 1.28 | 0 | #DIV/0! | 0 | 0
|  | 1.28 | 0 | #DIV/0! | 0 | 0
|  | 1.28 | 0 | #DIV/0! | 0 | 0
|  | 1.28 | 0 | #DIV/0! | 0 | 0
|  | 1.28 | 0 | #DIV/0! | 0 | 0
|  | 1.28 | 0 | #DIV/0! | 0 | 0
|  | 1.28 | 0 | #DIV/0! | 0 | 0
|  | 1.28 | 0 | #DIV/0! | 0 | 0
|  | 1.28 | 0 | #DIV/0! | 0 | 0
|  | 1.28 | 0 | #DIV/0! | 0 | 0
|  | 1.28 | 0 | #DIV/0! | 0 | 0
|  | 1.28 | 0 | #DIV/0! | 0 | 0
|  | 1.28 | 0 | #DIV/0! | 0 | 0
|  | 1.28 | 0 | #DIV/0! | 0 | 0
|  | 1.28 | 0 | #DIV/0! | 0 | 0
|  | 1.28 | 0 | #DIV/0! | 0 | 0
|  | 1.28 | 0 | #DIV/0! | 0 | 0
|  | 1.28 | 0 | #DIV/0! | 0 | 0
|  | 1.28 | 0 | #DIV/0! | 0 | 0
|  | 1.28 | 0 | #DIV/0! | 0 | 0
|  | 1.28 | 0 | #DIV/0! | 0 | 0
|  | 1.28 | 0 | #DIV/0! | 0 | 0
|  | 1.28 | 0 | #DIV/0! | 0 | 0
|  | 1.28 | 0 | #DIV/0! | 0 | 0
|  | 1.28 | 0 | #DIV/0! | 0 | 0
|  | 1.28 | 0 | #DIV/0! | 0 | 0
|  | 1.28 | 0 | #DIV/0! | 0 | 0
|  | 1.28 | 0 | #DIV/0! | 0 | 0
|  | 1.28 | 0 | #DIV/0! | 0 | 0
|  | 1.28 | 0 | #DIV/0! | 0 | 0
|  | 1.28 | 0 | #DIV/0! | 0 | 0
|  | 1.28 | 0 | #DIV/0! | 0 | 0
|  | 1.28 | 0 | #DIV/0! | 0 | 0
|  | 1.28 | 0 | #DIV/0! | 0 | 0
|  | 1.28 | 0 | #DIV/0! | 0 | 0
|  | 1.28 | 0 | #DIV/0! | 0 | 0
|  | 1.28 | 0 | #DIV/0! | 0 | 0
|  | 1.28 | 0 | #DIV/0! | 0 | 0
|  | 1.28 | 0 | #DIV/0! | 0 | 0
|  | 1.28 | 0 | #DIV/0! | 0 | 0
|  | 1.28 | 0 | #DIV/0! | 0 | 0
|  | 1.28 | 0 | #DIV/0! | 0 | 0
|  | 1.28 | 0 | #DIV/0! | 0 | 0
|  | 1.28 | 0 | #DIV/0! | 0 | 0
|  | 1.28 | 0 | #DIV/0! | 0 | 0
|  | 1.28 | 0 | #DIV/0! | 0 | 0
|  | 1.28 | 0 | #DIV/0! | 0 | 0
|  | 1.28 | 0 | #DIV/0! | 0 | 0
|  | 1.28 | 0 | #DIV/0! | 0 | 0
|  | 1.28 | 0 | #DIV/0! | 0 | 0
|  | 1.28 | 0 | #DIV/0! | 0 | 0
|  | 1.28 | 0 | #DIV/0! | 0 | 0
|  | 1.28 | 0 | #DIV/0! | 0 | 0
|  | 1.28 | 0 | #DIV/0! | 0 | 0
|  | 1.28 | 0 | #DIV/0! | 0 | 0
|  | 1.28 | 0 | #DIV/0! | 0 | 0
|  | 1.28 | 0 | #DIV/0! | 0 | 0
|  | 1.28 | 0 | #DIV/0! | 0 | 0
|  | 1.28 | 0 | #DIV/0! | 0 | 0
|  | 1.28 | 0 | #DIV/0! | 0 | 0
|  | 1.28 | 0 | #DIV/0! | 0 | 0
|  | 1.28 | 0 | #DIV/0! | 0 | 0
|  | 1.28 | 0 | #DIV/0! | 0 | 0
|  | 1.28 | 0 | #DIV/0! | 0 | 0
|  | 1.28 | 0 | #DIV/0! | 0 | 0
|  | 1.28 | 0 | #DIV/0! | 0 | 0
|  | 1.28 | 0 | #DIV/0! | 0 | 0
|  | 1.28 | 0 | #DIV/0! | 0 | 0
|  | 1.28 | 0 | #DIV/0! | 0 | 0
|  | 1.28 | 0 | #DIV/0! | 0 | 0
|  | 1.28 | 0 | #DIV/0! | 0 | 0
|  | 1.28 | 0 | #DIV/0! | 0 | 0
|  | 1.28 | 0 | #DIV/0! | 0 | 0
|  | 1.28 | 0 | #DIV/0! | 0 | 0
|  | 1.28 | 0 | #DIV/0! | 0 | 0
|  | 1.28 | 0 | #DIV/0! | 0 | 0
|  | 1.28 | 0 | #DIV/0! | 0 | 0
|  | 1.28 | 0 | #DIV/0! | 0 | 0
|  | 1.28 | 0 | #DIV/0! | 0 | 0
|  | 1.28 | 0 | #DIV/0! | 0 | 0
|  | 1.28 | 0 | #DIV/0! | 0 | 0
|  | 1.28 | 0 | #DIV/0! | 0 | 0
|  | 1.28 | 0 | #DIV/0! | 0 | 0
|  | 1.28 | 0 | #DIV/0! | 0 | 0
|  | 1.28 | 0 | #DIV/0! | 0 | 0
|  | 1.28 | 0 | #DIV/0! | 0 | 0
|  | 1.28 | 0 | #DIV/0! | 0 | 0
|  | 1.28 | 0 | #DIV/0! | 0 | 0
|  | 1.28 | 0 | #DIV/0! | 0 | 0
|  | 1.28 | 0 | #DIV/0! | 0 | 0
|  | 1.28 | 0 | #DIV/0! | 0 | 0
|  | 1.28 | 0 | #DIV/0! | 0 | 0
|  | 1.28 | 0 | #DIV/0! | 0 | 0
|  | 1.28 | 0 | #DIV/0! | 0 | 0
|  | 1.28 | 0 | #DIV/0! | 0 | 0
|  | 1.28 | 0 | #DIV/0! | 0 | 0
|  | 1.28 | 0 | #DIV/0! | 0 | 0
|  | 1.28 | 0 | #DIV/0! | 0 | 0
|  | 1.28 | 0 | #DIV/0! | 0 | 0
|  | 1.28 | 0 | #DIV/0! | 0 | 0
|  | 1.28 | 0 | #DIV/0! | 0 | 0
|  | 1.28 | 0 | #DIV/0! | 0 | 0
|  | 1.28 | 0 | #DIV/0! | 0 | 0
|  | 1.28 | 0 | #DIV/0! | 0 | 0
|  | 1.28 | 0 | #DIV/0! | 0 | 0
|  | 1.28 | 0 | #DIV/0! | 0 | 0
|  | 1.28 | 0 | #DIV/0! | 0 | 0
|  | 1.28 | 0 | #DIV/0! | 0 | 0
|  | 1.28 | 0 | #DIV/0! | 0 | 0
|  | 1.28 | 0 | #DIV/0! | 0 | 0
|  | 1.28 | 0 | #DIV/0! | 0 | 0
|  | 1.28 | 0 | #DIV/0! | 0 | 0
|  | 1.28 | 0 | #DIV/0! | 0 | 0
|  | 1.28 | 0 | #DIV/0! | 0 | 0
|  | 1.28 | 0 | #DIV/0! | 0 | 0
|  | 1.28 | 0 | #DIV/0! | 0 | 0
|  | 1.28 | 0 | #DIV/0! | 0 | 0
|  | 1.28 | 0 | #DIV/0! | 0 | 0
|  | 1.28 | 0 | #DIV/0! | 0 | 0
|  | 1.28 | 0 | #DIV/0! | 0 | 0
|  | 1.28 | 0 | #DIV/0! | 0 | 0
|  | 1.28 | 0 | #DIV/0! | 0 | 0
|  | 1.28 | 0 | #DIV/0! | 0 | 0
|  | 1.28 | 0 | #DIV/0! | 0 | 0
|  | 1.28 | 0 | #DIV/0! | 0 | 0
|  | 1.28 | 0 | #DIV/0! | 0 | 0
|  | 1.28 | 0 | #DIV/0! | 0 | 0
|  | 1.28 | 0 | #DIV/0! | 0 | 0
|  | 1.28 | 0 | #DIV/0! | 0 | 0
|  | 1.28 | 0 | #DIV/0! | 0 | 0
|  | 1.28 | 0 | #DIV/0! | 0 | 0
|  | 1.28 | 0 | #DIV/0! | 0 | 0
|  | 1.28 | 0 | #DIV/0! | 0 | 0
|  | 1.28 | 0 | #DIV/0! | 0 | 0
|  | 1.28 | 0 | #DIV/0! | 0 | 0
|  | 1.28 | 0 | #DIV/0! | 0 | 0
|  | 1.28 | 0 | #DIV/0! | 0 | 0
|  | 1.28 | 0 | #DIV/0! | 0 | 0
|  | 1.28 | 0 | #DIV/0! | 0 | 0
|  | 1.28 | 0 | #DIV/0! | 0 | 0
|  | 1.28 | 0 | #DIV/0! | 0 | 0
|  | 1.28 | 0 | #DIV/0! | 0 | 0
|  | 1.28 | 0 | #DIV/0! | 0 | 0
|  | 1.28 | 0 | #DIV/0! | 0 | 0
|  | 1.28 | 0 | #DIV/0! | 0 | 0
|  | 1.28 | 0 | #DIV/0! | 0 | 0
|  | 1.28 | 0 | #DIV/0! | 0 | 0
|  | 1.28 | 0 | #DIV/0! | 0 | 0
|  | 1.28 | 0 | #DIV/0! | 0 | 0
|  | 1.28 | 0 | #DIV/0! | 0 | 0
|  | 1.28 | 0 | #DIV/0! | 0 | 0
|  | 1.28 | 0 | #DIV/0! | 0 | 0
|  | 1.28 | 0 | #DIV/0! | 0 | 0
|  | 1.28 | 0 | #DIV/0! | 0 | 0
|  | 1.28 | 0 | #DIV/0! | 0 | 0
|  | 1.28 | 0 | #DIV/0! | 0 | 0
|  | 1.28 | 0 | #DIV/0! | 0 | 0
|  | 1.28 | 0 | #DIV/0! | 0 | 0
|  | 1.28 | 0 | #DIV/0! | 0 | 0

## Urinals
Urinals
Annual water consumption (m3) | 0
Annual water consumption (m3) IF all equipment was WaterSense | 0
Assumptions
Description | Value | Unit | Source
Default urinal flush volume (pre-1994) | 1.5 | gallons per flush | D&R International, Koeller and Company, Veritec Consulting, Ltd. Plumbing Fixtures Market Overview: Water Savings Potential for Residential and Commercial Toilet and Urinals. *and projections carried out by ERG
Default urinal flush volume (post-1994) | 1 | gallons per flush | Energy Policy Act of 1992
Average urinal flush volume | 1.25 | gallons per flush | Average from values above
Default WaterSense labeled flushing urinal flush volume | 0.5 | gallons per flush | U.S. Environmental Protection Agency's WaterSense Program. WaterSense Specification for Flushing Urinals, Version 1.0. October 8, 2009.
Urinal flushes per male employee per day | 2 | flushes per day | USGBC. LEED. Water Use Reduction Additional Guidance. July 6, 2012. http://www.usgbc.org/Docs/Archive/General/Docs6493.pdf.
Urinal flushes per male visitor | 0.4 | flushes per day | USGBC. LEED. Water Use Reduction Additional Guidance. July 6, 2012. http://www.usgbc.org/Docs/Archive/General/Docs6493.pdf.
Urinal flushes per employee per day | 1 | flushes per day | Average from values above
Urinal flushes per visitor per day | 0.2 | flushes per day | Average from values above
Total urinals in facility | 0 | urinals | Sum from input table
Calculations
Item # | Flow rate (GPF) | WaterSense flow rate (GPF) | Number | Total annual flushes per urinal | Annual water consumption (m3) | Annual WaterSense consumption (m3)
1 |  | 0.5 | 0 | 0 | 0 | 0
|  | 0.5 | 0 | 0 | 0 | 0
|  | 0.5 | 0 | 0 | 0 | 0
|  | 0.5 | 0 | 0 | 0 | 0
|  | 0.5 | 0 | 0 | 0 | 0
|  | 0.5 | 0 | 0 | 0 | 0
|  | 0.5 | 0 | 0 | 0 | 0
|  | 0.5 | 0 | 0 | 0 | 0
|  | 0.5 | 0 | 0 | 0 | 0
|  | 0.5 | 0 | 0 | 0 | 0
|  | 0.5 | 0 | 0 | 0 | 0
|  | 0.5 | 0 | 0 | 0 | 0
|  | 0.5 | 0 | 0 | 0 | 0
|  | 0.5 | 0 | 0 | 0 | 0
|  | 0.5 | 0 | 0 | 0 | 0
|  | 0.5 | 0 | 0 | 0 | 0
|  | 0.5 | 0 | 0 | 0 | 0
|  | 0.5 | 0 | 0 | 0 | 0
|  | 0.5 | 0 | 0 | 0 | 0
|  | 0.5 | 0 | 0 | 0 | 0
|  | 0.5 | 0 | 0 | 0 | 0
|  | 0.5 | 0 | 0 | 0 | 0
|  | 0.5 | 0 | 0 | 0 | 0
|  | 0.5 | 0 | 0 | 0 | 0
|  | 0.5 | 0 | 0 | 0 | 0
|  | 0.5 | 0 | 0 | 0 | 0
|  | 0.5 | 0 | 0 | 0 | 0
|  | 0.5 | 0 | 0 | 0 | 0
|  | 0.5 | 0 | 0 | 0 | 0
|  | 0.5 | 0 | 0 | 0 | 0
|  | 0.5 | 0 | 0 | 0 | 0
|  | 0.5 | 0 | 0 | 0 | 0
|  | 0.5 | 0 | 0 | 0 | 0
|  | 0.5 | 0 | 0 | 0 | 0
|  | 0.5 | 0 | 0 | 0 | 0
|  | 0.5 | 0 | 0 | 0 | 0
|  | 0.5 | 0 | 0 | 0 | 0
|  | 0.5 | 0 | 0 | 0 | 0
|  | 0.5 | 0 | 0 | 0 | 0
|  | 0.5 | 0 | 0 | 0 | 0
|  | 0.5 | 0 | 0 | 0 | 0
|  | 0.5 | 0 | 0 | 0 | 0
|  | 0.5 | 0 | 0 | 0 | 0
|  | 0.5 | 0 | 0 | 0 | 0
|  | 0.5 | 0 | 0 | 0 | 0
|  | 0.5 | 0 | 0 | 0 | 0
|  | 0.5 | 0 | 0 | 0 | 0
|  | 0.5 | 0 | 0 | 0 | 0
|  | 0.5 | 0 | 0 | 0 | 0
|  | 0.5 | 0 | 0 | 0 | 0
|  | 0.5 | 0 | 0 | 0 | 0
|  | 0.5 | 0 | 0 | 0 | 0
|  | 0.5 | 0 | 0 | 0 | 0
|  | 0.5 | 0 | 0 | 0 | 0
|  | 0.5 | 0 | 0 | 0 | 0
|  | 0.5 | 0 | 0 | 0 | 0
|  | 0.5 | 0 | 0 | 0 | 0
|  | 0.5 | 0 | 0 | 0 | 0
|  | 0.5 | 0 | 0 | 0 | 0
|  | 0.5 | 0 | 0 | 0 | 0
|  | 0.5 | 0 | 0 | 0 | 0
|  | 0.5 | 0 | 0 | 0 | 0
|  | 0.5 | 0 | 0 | 0 | 0
|  | 0.5 | 0 | 0 | 0 | 0
|  | 0.5 | 0 | 0 | 0 | 0
|  | 0.5 | 0 | 0 | 0 | 0
|  | 0.5 | 0 | 0 | 0 | 0
|  | 0.5 | 0 | 0 | 0 | 0
|  | 0.5 | 0 | 0 | 0 | 0
|  | 0.5 | 0 | 0 | 0 | 0
|  | 0.5 | 0 | 0 | 0 | 0
|  | 0.5 | 0 | 0 | 0 | 0
|  | 0.5 | 0 | 0 | 0 | 0
|  | 0.5 | 0 | 0 | 0 | 0
|  | 0.5 | 0 | 0 | 0 | 0
|  | 0.5 | 0 | 0 | 0 | 0
|  | 0.5 | 0 | 0 | 0 | 0
|  | 0.5 | 0 | 0 | 0 | 0
|  | 0.5 | 0 | 0 | 0 | 0
|  | 0.5 | 0 | 0 | 0 | 0
|  | 0.5 | 0 | 0 | 0 | 0
|  | 0.5 | 0 | 0 | 0 | 0
|  | 0.5 | 0 | 0 | 0 | 0
|  | 0.5 | 0 | 0 | 0 | 0
|  | 0.5 | 0 | 0 | 0 | 0
|  | 0.5 | 0 | 0 | 0 | 0
|  | 0.5 | 0 | 0 | 0 | 0
|  | 0.5 | 0 | 0 | 0 | 0
|  | 0.5 | 0 | 0 | 0 | 0
|  | 0.5 | 0 | 0 | 0 | 0
|  | 0.5 | 0 | 0 | 0 | 0
|  | 0.5 | 0 | 0 | 0 | 0
|  | 0.5 | 0 | 0 | 0 | 0
|  | 0.5 | 0 | 0 | 0 | 0
|  | 0.5 | 0 | 0 | 0 | 0
|  | 0.5 | 0 | 0 | 0 | 0
|  | 0.5 | 0 | 0 | 0 | 0
|  | 0.5 | 0 | 0 | 0 | 0
|  | 0.5 | 0 | 0 | 0 | 0
|  | 0.5 | 0 | 0 | 0 | 0
|  | 0.5 | 0 | 0 | 0 | 0
|  | 0.5 | 0 | 0 | 0 | 0
|  | 0.5 | 0 | 0 | 0 | 0
|  | 0.5 | 0 | 0 | 0 | 0
|  | 0.5 | 0 | 0 | 0 | 0
|  | 0.5 | 0 | 0 | 0 | 0
|  | 0.5 | 0 | 0 | 0 | 0
|  | 0.5 | 0 | 0 | 0 | 0
|  | 0.5 | 0 | 0 | 0 | 0
|  | 0.5 | 0 | 0 | 0 | 0
|  | 0.5 | 0 | 0 | 0 | 0
|  | 0.5 | 0 | 0 | 0 | 0
|  | 0.5 | 0 | 0 | 0 | 0
|  | 0.5 | 0 | 0 | 0 | 0
|  | 0.5 | 0 | 0 | 0 | 0
|  | 0.5 | 0 | 0 | 0 | 0
|  | 0.5 | 0 | 0 | 0 | 0
|  | 0.5 | 0 | 0 | 0 | 0
|  | 0.5 | 0 | 0 | 0 | 0
|  | 0.5 | 0 | 0 | 0 | 0
|  | 0.5 | 0 | 0 | 0 | 0
|  | 0.5 | 0 | 0 | 0 | 0
|  | 0.5 | 0 | 0 | 0 | 0
|  | 0.5 | 0 | 0 | 0 | 0
|  | 0.5 | 0 | 0 | 0 | 0
|  | 0.5 | 0 | 0 | 0 | 0
|  | 0.5 | 0 | 0 | 0 | 0
|  | 0.5 | 0 | 0 | 0 | 0
|  | 0.5 | 0 | 0 | 0 | 0
|  | 0.5 | 0 | 0 | 0 | 0
|  | 0.5 | 0 | 0 | 0 | 0
|  | 0.5 | 0 | 0 | 0 | 0
|  | 0.5 | 0 | 0 | 0 | 0
|  | 0.5 | 0 | 0 | 0 | 0
|  | 0.5 | 0 | 0 | 0 | 0
|  | 0.5 | 0 | 0 | 0 | 0
|  | 0.5 | 0 | 0 | 0 | 0
|  | 0.5 | 0 | 0 | 0 | 0
|  | 0.5 | 0 | 0 | 0 | 0
|  | 0.5 | 0 | 0 | 0 | 0
|  | 0.5 | 0 | 0 | 0 | 0
|  | 0.5 | 0 | 0 | 0 | 0
|  | 0.5 | 0 | 0 | 0 | 0
|  | 0.5 | 0 | 0 | 0 | 0
|  | 0.5 | 0 | 0 | 0 | 0
|  | 0.5 | 0 | 0 | 0 | 0
|  | 0.5 | 0 | 0 | 0 | 0
|  | 0.5 | 0 | 0 | 0 | 0
|  | 0.5 | 0 | 0 | 0 | 0
|  | 0.5 | 0 | 0 | 0 | 0
|  | 0.5 | 0 | 0 | 0 | 0
|  | 0.5 | 0 | 0 | 0 | 0
|  | 0.5 | 0 | 0 | 0 | 0
|  | 0.5 | 0 | 0 | 0 | 0
|  | 0.5 | 0 | 0 | 0 | 0
|  | 0.5 | 0 | 0 | 0 | 0
|  | 0.5 | 0 | 0 | 0 | 0
|  | 0.5 | 0 | 0 | 0 | 0
|  | 0.5 | 0 | 0 | 0 | 0
|  | 0.5 | 0 | 0 | 0 | 0
|  | 0.5 | 0 | 0 | 0 | 0
|  | 0.5 | 0 | 0 | 0 | 0
|  | 0.5 | 0 | 0 | 0 | 0
|  | 0.5 | 0 | 0 | 0 | 0
|  | 0.5 | 0 | 0 | 0 | 0
|  | 0.5 | 0 | 0 | 0 | 0
|  | 0.5 | 0 | 0 | 0 | 0
|  | 0.5 | 0 | 0 | 0 | 0
|  | 0.5 | 0 | 0 | 0 | 0
|  | 0.5 | 0 | 0 | 0 | 0
|  | 0.5 | 0 | 0 | 0 | 0
|  | 0.5 | 0 | 0 | 0 | 0
|  | 0.5 | 0 | 0 | 0 | 0
|  | 0.5 | 0 | 0 | 0 | 0
|  | 0.5 | 0 | 0 | 0 | 0
|  | 0.5 | 0 | 0 | 0 | 0
|  | 0.5 | 0 | 0 | 0 | 0
|  | 0.5 | 0 | 0 | 0 | 0
|  | 0.5 | 0 | 0 | 0 | 0
|  | 0.5 | 0 | 0 | 0 | 0
|  | 0.5 | 0 | 0 | 0 | 0
|  | 0.5 | 0 | 0 | 0 | 0
|  | 0.5 | 0 | 0 | 0 | 0
|  | 0.5 | 0 | 0 | 0 | 0
|  | 0.5 | 0 | 0 | 0 | 0
|  | 0.5 | 0 | 0 | 0 | 0
|  | 0.5 | 0 | 0 | 0 | 0
|  | 0.5 | 0 | 0 | 0 | 0
|  | 0.5 | 0 | 0 | 0 | 0
|  | 0.5 | 0 | 0 | 0 | 0
|  | 0.5 | 0 | 0 | 0 | 0
|  | 0.5 | 0 | 0 | 0 | 0
|  | 0.5 | 0 | 0 | 0 | 0
|  | 0.5 | 0 | 0 | 0 | 0
|  | 0.5 | 0 | 0 | 0 | 0
|  | 0.5 | 0 | 0 | 0 | 0
|  | 0.5 | 0 | 0 | 0 | 0
|  | 0.5 | 0 | 0 | 0 | 0
|  | 0.5 | 0 | 0 | 0 | 0
|  | 0.5 | 0 | 0 | 0 | 0
|  | 0.5 | 0 | 0 | 0 | 0

## Dipper wells
Dipper wells
Annual water consumption (m3) | 0
Assumptions
Description | Value | Unit | Source
Average dipper well flow rate | 0.75 | gallons per minute | U.S. Environmental Protection Agency's WaterSense Program. WaterSense at Work: Best Management Practices for Commercial and Institutional Facilities. Page 4-30. October 2012.
Dipper well w/ in-line flow restrictor flow rate | 0.3 | gallons per minute | U.S. Environmental Protection Agency's WaterSense Program. WaterSense at Work: Best Management Practices for Commercial and Institutional Facilities. Page 4-30. October 2012.
Minutes of use per day | 720 | minutes per day | YVR assumption based on 12-hour operating day
Total dipper wells in facility | 0 | dipper wells | Sum from input table
Calculations
Item # | Flow rate (GPM) | Number | Total annual minutes of use | Annual water consumption (m3)
1 |  | 0 | 262800 | 0
|  | 0 | 262800 | 0
|  | 0 | 262800 | 0
|  | 0 | 262800 | 0
|  | 0 | 262800 | 0
|  | 0 | 262800 | 0
|  | 0 | 262800 | 0
|  | 0 | 262800 | 0
|  | 0 | 262800 | 0
|  | 0 | 262800 | 0
|  | 0 | 262800 | 0
|  | 0 | 262800 | 0
|  | 0 | 262800 | 0
|  | 0 | 262800 | 0
|  | 0 | 262800 | 0
|  | 0 | 262800 | 0
|  | 0 | 262800 | 0
|  | 0 | 262800 | 0
|  | 0 | 262800 | 0
|  | 0 | 262800 | 0
|  | 0 | 262800 | 0
|  | 0 | 262800 | 0
|  | 0 | 262800 | 0
|  | 0 | 262800 | 0
|  | 0 | 262800 | 0
|  | 0 | 262800 | 0
|  | 0 | 262800 | 0
|  | 0 | 262800 | 0
|  | 0 | 262800 | 0
|  | 0 | 262800 | 0
|  | 0 | 262800 | 0
|  | 0 | 262800 | 0
|  | 0 | 262800 | 0
|  | 0 | 262800 | 0
|  | 0 | 262800 | 0
|  | 0 | 262800 | 0
|  | 0 | 262800 | 0
|  | 0 | 262800 | 0
|  | 0 | 262800 | 0
|  | 0 | 262800 | 0
|  | 0 | 262800 | 0
|  | 0 | 262800 | 0
|  | 0 | 262800 | 0
|  | 0 | 262800 | 0
|  | 0 | 262800 | 0
|  | 0 | 262800 | 0
|  | 0 | 262800 | 0
|  | 0 | 262800 | 0
|  | 0 | 262800 | 0
|  | 0 | 262800 | 0
|  | 0 | 262800 | 0
|  | 0 | 262800 | 0
|  | 0 | 262800 | 0
|  | 0 | 262800 | 0
|  | 0 | 262800 | 0
|  | 0 | 262800 | 0
|  | 0 | 262800 | 0
|  | 0 | 262800 | 0
|  | 0 | 262800 | 0
|  | 0 | 262800 | 0
|  | 0 | 262800 | 0
|  | 0 | 262800 | 0
|  | 0 | 262800 | 0
|  | 0 | 262800 | 0
|  | 0 | 262800 | 0
|  | 0 | 262800 | 0
|  | 0 | 262800 | 0
|  | 0 | 262800 | 0
|  | 0 | 262800 | 0
|  | 0 | 262800 | 0
|  | 0 | 262800 | 0
|  | 0 | 262800 | 0
|  | 0 | 262800 | 0
|  | 0 | 262800 | 0
|  | 0 | 262800 | 0
|  | 0 | 262800 | 0
|  | 0 | 262800 | 0
|  | 0 | 262800 | 0
|  | 0 | 262800 | 0
|  | 0 | 262800 | 0
|  | 0 | 262800 | 0
|  | 0 | 262800 | 0
|  | 0 | 262800 | 0
|  | 0 | 262800 | 0
|  | 0 | 262800 | 0
|  | 0 | 262800 | 0
|  | 0 | 262800 | 0
|  | 0 | 262800 | 0
|  | 0 | 262800 | 0
|  | 0 | 262800 | 0
|  | 0 | 262800 | 0
|  | 0 | 262800 | 0
|  | 0 | 262800 | 0
|  | 0 | 262800 | 0
|  | 0 | 262800 | 0
|  | 0 | 262800 | 0
|  | 0 | 262800 | 0
|  | 0 | 262800 | 0
|  | 0 | 262800 | 0
|  | 0 | 262800 | 0
|  | 0 | 262800 | 0
|  | 0 | 262800 | 0
|  | 0 | 262800 | 0
|  | 0 | 262800 | 0
|  | 0 | 262800 | 0
|  | 0 | 262800 | 0
|  | 0 | 262800 | 0
|  | 0 | 262800 | 0
|  | 0 | 262800 | 0
|  | 0 | 262800 | 0
|  | 0 | 262800 | 0
|  | 0 | 262800 | 0
|  | 0 | 262800 | 0
|  | 0 | 262800 | 0
|  | 0 | 262800 | 0
|  | 0 | 262800 | 0
|  | 0 | 262800 | 0
|  | 0 | 262800 | 0
|  | 0 | 262800 | 0
|  | 0 | 262800 | 0
|  | 0 | 262800 | 0
|  | 0 | 262800 | 0
|  | 0 | 262800 | 0
|  | 0 | 262800 | 0
|  | 0 | 262800 | 0
|  | 0 | 262800 | 0
|  | 0 | 262800 | 0
|  | 0 | 262800 | 0
|  | 0 | 262800 | 0
|  | 0 | 262800 | 0
|  | 0 | 262800 | 0
|  | 0 | 262800 | 0
|  | 0 | 262800 | 0
|  | 0 | 262800 | 0
|  | 0 | 262800 | 0
|  | 0 | 262800 | 0
|  | 0 | 262800 | 0
|  | 0 | 262800 | 0
|  | 0 | 262800 | 0
|  | 0 | 262800 | 0
|  | 0 | 262800 | 0
|  | 0 | 262800 | 0
|  | 0 | 262800 | 0
|  | 0 | 262800 | 0
|  | 0 | 262800 | 0
|  | 0 | 262800 | 0
|  | 0 | 262800 | 0
|  | 0 | 262800 | 0
|  | 0 | 262800 | 0
|  | 0 | 262800 | 0
|  | 0 | 262800 | 0
|  | 0 | 262800 | 0
|  | 0 | 262800 | 0
|  | 0 | 262800 | 0
|  | 0 | 262800 | 0
|  | 0 | 262800 | 0
|  | 0 | 262800 | 0
|  | 0 | 262800 | 0
|  | 0 | 262800 | 0
|  | 0 | 262800 | 0
|  | 0 | 262800 | 0
|  | 0 | 262800 | 0
|  | 0 | 262800 | 0
|  | 0 | 262800 | 0
|  | 0 | 262800 | 0
|  | 0 | 262800 | 0
|  | 0 | 262800 | 0
|  | 0 | 262800 | 0
|  | 0 | 262800 | 0
|  | 0 | 262800 | 0
|  | 0 | 262800 | 0
|  | 0 | 262800 | 0
|  | 0 | 262800 | 0
|  | 0 | 262800 | 0
|  | 0 | 262800 | 0
|  | 0 | 262800 | 0
|  | 0 | 262800 | 0
|  | 0 | 262800 | 0
|  | 0 | 262800 | 0
|  | 0 | 262800 | 0
|  | 0 | 262800 | 0
|  | 0 | 262800 | 0
|  | 0 | 262800 | 0
|  | 0 | 262800 | 0
|  | 0 | 262800 | 0
|  | 0 | 262800 | 0
|  | 0 | 262800 | 0
|  | 0 | 262800 | 0
|  | 0 | 262800 | 0
|  | 0 | 262800 | 0
|  | 0 | 262800 | 0
|  | 0 | 262800 | 0
|  | 0 | 262800 | 0
|  | 0 | 262800 | 0
|  | 0 | 262800 | 0
|  | 0 | 262800 | 0
|  | 0 | 262800 | 0
|  | 0 | 262800 | 0
|  | 0 | 262800 | 0
|  | 0 | 262800 | 0
|  | 0 | 262800 | 0

## Dishwashers
Dishwashers
Annual water consumption (m3) | 0
Assumptions
Description | Value | Unit | Source
Under counter water use | 1.73 | gallons per rack | U.S. EPA and DOE. Savings Calculator for ENERGY STAR Qualified Commercial Kitchen Equipment. February 2014.
Stationary single tank door water use | 2.1 | gallons per rack | U.S. EPA and DOE. Savings Calculator for ENERGY STAR Qualified Commercial Kitchen Equipment. February 2014.
Single tank conveyor water use | 1.31 | gallons per rack | U.S. EPA and DOE. Savings Calculator for ENERGY STAR Qualified Commercial Kitchen Equipment. February 2014.
Multi tank conveyor water use | 1.04 | gallons per rack | U.S. EPA and DOE. Savings Calculator for ENERGY STAR Qualified Commercial Kitchen Equipment. February 2014.
Under counter racks washed | 75 | racks per day | U.S. EPA and DOE. Savings Calculator for ENERGY STAR Qualified Commercial Kitchen Equipment. February 2014.
Stationary single tank door racks washed | 280 | racks per day | U.S. EPA and DOE. Savings Calculator for ENERGY STAR Qualified Commercial Kitchen Equipment. February 2014.
Single tank conveyor racks washed | 400 | racks per day | U.S. EPA and DOE. Savings Calculator for ENERGY STAR Qualified Commercial Kitchen Equipment. February 2014.
Multi tank conveyor racks washed | 600 | racks per day | U.S. EPA and DOE. Savings Calculator for ENERGY STAR Qualified Commercial Kitchen Equipment. February 2014.
Calculations
| Dishwasher, under counter |  |  |  | Dishwasher, stationary single tank door |  |  |  | Dishwasher, single tank conveyor |  |  |  | Dishwasher, multi tank conveyor
Item # | Flow rate (GPR) | Number | Annual racks washed | Annual water consumption (m3) | Flow rate (GPR) | Number | Annual racks washed | Annual water consumption (m3) | Flow rate (GPR) | Number | Annual racks washed | Annual water consumption (m3) | Flow rate (GPR) | Number | Annual racks washed | Annual water consumption (m3)
1 |  | 0 | 27375 | 0 |  | 0 | 102200 | 0 |  | 0 | 146000 | 0 |  | 0 | 219000 | 0
|  | 0 | 27375 | 0 |  | 0 | 102200 | 0 |  | 0 | 146000 | 0 |  | 0 | 219000 | 0
|  | 0 | 27375 | 0 |  | 0 | 102200 | 0 |  | 0 | 146000 | 0 |  | 0 | 219000 | 0
|  | 0 | 27375 | 0 |  | 0 | 102200 | 0 |  | 0 | 146000 | 0 |  | 0 | 219000 | 0
|  | 0 | 27375 | 0 |  | 0 | 102200 | 0 |  | 0 | 146000 | 0 |  | 0 | 219000 | 0
|  | 0 | 27375 | 0 |  | 0 | 102200 | 0 |  | 0 | 146000 | 0 |  | 0 | 219000 | 0
|  | 0 | 27375 | 0 |  | 0 | 102200 | 0 |  | 0 | 146000 | 0 |  | 0 | 219000 | 0
|  | 0 | 27375 | 0 |  | 0 | 102200 | 0 |  | 0 | 146000 | 0 |  | 0 | 219000 | 0
|  | 0 | 27375 | 0 |  | 0 | 102200 | 0 |  | 0 | 146000 | 0 |  | 0 | 219000 | 0
|  | 0 | 27375 | 0 |  | 0 | 102200 | 0 |  | 0 | 146000 | 0 |  | 0 | 219000 | 0
|  | 0 | 27375 | 0 |  | 0 | 102200 | 0 |  | 0 | 146000 | 0 |  | 0 | 219000 | 0
|  | 0 | 27375 | 0 |  | 0 | 102200 | 0 |  | 0 | 146000 | 0 |  | 0 | 219000 | 0
|  | 0 | 27375 | 0 |  | 0 | 102200 | 0 |  | 0 | 146000 | 0 |  | 0 | 219000 | 0
|  | 0 | 27375 | 0 |  | 0 | 102200 | 0 |  | 0 | 146000 | 0 |  | 0 | 219000 | 0
|  | 0 | 27375 | 0 |  | 0 | 102200 | 0 |  | 0 | 146000 | 0 |  | 0 | 219000 | 0
|  | 0 | 27375 | 0 |  | 0 | 102200 | 0 |  | 0 | 146000 | 0 |  | 0 | 219000 | 0
|  | 0 | 27375 | 0 |  | 0 | 102200 | 0 |  | 0 | 146000 | 0 |  | 0 | 219000 | 0
|  | 0 | 27375 | 0 |  | 0 | 102200 | 0 |  | 0 | 146000 | 0 |  | 0 | 219000 | 0
|  | 0 | 27375 | 0 |  | 0 | 102200 | 0 |  | 0 | 146000 | 0 |  | 0 | 219000 | 0
|  | 0 | 27375 | 0 |  | 0 | 102200 | 0 |  | 0 | 146000 | 0 |  | 0 | 219000 | 0
|  | 0 | 27375 | 0 |  | 0 | 102200 | 0 |  | 0 | 146000 | 0 |  | 0 | 219000 | 0
|  | 0 | 27375 | 0 |  | 0 | 102200 | 0 |  | 0 | 146000 | 0 |  | 0 | 219000 | 0
|  | 0 | 27375 | 0 |  | 0 | 102200 | 0 |  | 0 | 146000 | 0 |  | 0 | 219000 | 0
|  | 0 | 27375 | 0 |  | 0 | 102200 | 0 |  | 0 | 146000 | 0 |  | 0 | 219000 | 0
|  | 0 | 27375 | 0 |  | 0 | 102200 | 0 |  | 0 | 146000 | 0 |  | 0 | 219000 | 0
|  | 0 | 27375 | 0 |  | 0 | 102200 | 0 |  | 0 | 146000 | 0 |  | 0 | 219000 | 0
|  | 0 | 27375 | 0 |  | 0 | 102200 | 0 |  | 0 | 146000 | 0 |  | 0 | 219000 | 0
|  | 0 | 27375 | 0 |  | 0 | 102200 | 0 |  | 0 | 146000 | 0 |  | 0 | 219000 | 0
|  | 0 | 27375 | 0 |  | 0 | 102200 | 0 |  | 0 | 146000 | 0 |  | 0 | 219000 | 0
|  | 0 | 27375 | 0 |  | 0 | 102200 | 0 |  | 0 | 146000 | 0 |  | 0 | 219000 | 0
|  | 0 | 27375 | 0 |  | 0 | 102200 | 0 |  | 0 | 146000 | 0 |  | 0 | 219000 | 0
|  | 0 | 27375 | 0 |  | 0 | 102200 | 0 |  | 0 | 146000 | 0 |  | 0 | 219000 | 0
|  | 0 | 27375 | 0 |  | 0 | 102200 | 0 |  | 0 | 146000 | 0 |  | 0 | 219000 | 0
|  | 0 | 27375 | 0 |  | 0 | 102200 | 0 |  | 0 | 146000 | 0 |  | 0 | 219000 | 0
|  | 0 | 27375 | 0 |  | 0 | 102200 | 0 |  | 0 | 146000 | 0 |  | 0 | 219000 | 0
|  | 0 | 27375 | 0 |  | 0 | 102200 | 0 |  | 0 | 146000 | 0 |  | 0 | 219000 | 0
|  | 0 | 27375 | 0 |  | 0 | 102200 | 0 |  | 0 | 146000 | 0 |  | 0 | 219000 | 0
|  | 0 | 27375 | 0 |  | 0 | 102200 | 0 |  | 0 | 146000 | 0 |  | 0 | 219000 | 0
|  | 0 | 27375 | 0 |  | 0 | 102200 | 0 |  | 0 | 146000 | 0 |  | 0 | 219000 | 0
|  | 0 | 27375 | 0 |  | 0 | 102200 | 0 |  | 0 | 146000 | 0 |  | 0 | 219000 | 0
|  | 0 | 27375 | 0 |  | 0 | 102200 | 0 |  | 0 | 146000 | 0 |  | 0 | 219000 | 0
|  | 0 | 27375 | 0 |  | 0 | 102200 | 0 |  | 0 | 146000 | 0 |  | 0 | 219000 | 0
|  | 0 | 27375 | 0 |  | 0 | 102200 | 0 |  | 0 | 146000 | 0 |  | 0 | 219000 | 0
|  | 0 | 27375 | 0 |  | 0 | 102200 | 0 |  | 0 | 146000 | 0 |  | 0 | 219000 | 0
|  | 0 | 27375 | 0 |  | 0 | 102200 | 0 |  | 0 | 146000 | 0 |  | 0 | 219000 | 0
|  | 0 | 27375 | 0 |  | 0 | 102200 | 0 |  | 0 | 146000 | 0 |  | 0 | 219000 | 0
|  | 0 | 27375 | 0 |  | 0 | 102200 | 0 |  | 0 | 146000 | 0 |  | 0 | 219000 | 0
|  | 0 | 27375 | 0 |  | 0 | 102200 | 0 |  | 0 | 146000 | 0 |  | 0 | 219000 | 0
|  | 0 | 27375 | 0 |  | 0 | 102200 | 0 |  | 0 | 146000 | 0 |  | 0 | 219000 | 0
|  | 0 | 27375 | 0 |  | 0 | 102200 | 0 |  | 0 | 146000 | 0 |  | 0 | 219000 | 0
|  | 0 | 27375 | 0 |  | 0 | 102200 | 0 |  | 0 | 146000 | 0 |  | 0 | 219000 | 0
|  | 0 | 27375 | 0 |  | 0 | 102200 | 0 |  | 0 | 146000 | 0 |  | 0 | 219000 | 0
|  | 0 | 27375 | 0 |  | 0 | 102200 | 0 |  | 0 | 146000 | 0 |  | 0 | 219000 | 0
|  | 0 | 27375 | 0 |  | 0 | 102200 | 0 |  | 0 | 146000 | 0 |  | 0 | 219000 | 0
|  | 0 | 27375 | 0 |  | 0 | 102200 | 0 |  | 0 | 146000 | 0 |  | 0 | 219000 | 0
|  | 0 | 27375 | 0 |  | 0 | 102200 | 0 |  | 0 | 146000 | 0 |  | 0 | 219000 | 0
|  | 0 | 27375 | 0 |  | 0 | 102200 | 0 |  | 0 | 146000 | 0 |  | 0 | 219000 | 0
|  | 0 | 27375 | 0 |  | 0 | 102200 | 0 |  | 0 | 146000 | 0 |  | 0 | 219000 | 0
|  | 0 | 27375 | 0 |  | 0 | 102200 | 0 |  | 0 | 146000 | 0 |  | 0 | 219000 | 0
|  | 0 | 27375 | 0 |  | 0 | 102200 | 0 |  | 0 | 146000 | 0 |  | 0 | 219000 | 0
|  | 0 | 27375 | 0 |  | 0 | 102200 | 0 |  | 0 | 146000 | 0 |  | 0 | 219000 | 0
|  | 0 | 27375 | 0 |  | 0 | 102200 | 0 |  | 0 | 146000 | 0 |  | 0 | 219000 | 0
|  | 0 | 27375 | 0 |  | 0 | 102200 | 0 |  | 0 | 146000 | 0 |  | 0 | 219000 | 0
|  | 0 | 27375 | 0 |  | 0 | 102200 | 0 |  | 0 | 146000 | 0 |  | 0 | 219000 | 0
|  | 0 | 27375 | 0 |  | 0 | 102200 | 0 |  | 0 | 146000 | 0 |  | 0 | 219000 | 0
|  | 0 | 27375 | 0 |  | 0 | 102200 | 0 |  | 0 | 146000 | 0 |  | 0 | 219000 | 0
|  | 0 | 27375 | 0 |  | 0 | 102200 | 0 |  | 0 | 146000 | 0 |  | 0 | 219000 | 0
|  | 0 | 27375 | 0 |  | 0 | 102200 | 0 |  | 0 | 146000 | 0 |  | 0 | 219000 | 0
|  | 0 | 27375 | 0 |  | 0 | 102200 | 0 |  | 0 | 146000 | 0 |  | 0 | 219000 | 0
|  | 0 | 27375 | 0 |  | 0 | 102200 | 0 |  | 0 | 146000 | 0 |  | 0 | 219000 | 0
|  | 0 | 27375 | 0 |  | 0 | 102200 | 0 |  | 0 | 146000 | 0 |  | 0 | 219000 | 0
|  | 0 | 27375 | 0 |  | 0 | 102200 | 0 |  | 0 | 146000 | 0 |  | 0 | 219000 | 0
|  | 0 | 27375 | 0 |  | 0 | 102200 | 0 |  | 0 | 146000 | 0 |  | 0 | 219000 | 0
|  | 0 | 27375 | 0 |  | 0 | 102200 | 0 |  | 0 | 146000 | 0 |  | 0 | 219000 | 0
|  | 0 | 27375 | 0 |  | 0 | 102200 | 0 |  | 0 | 146000 | 0 |  | 0 | 219000 | 0
|  | 0 | 27375 | 0 |  | 0 | 102200 | 0 |  | 0 | 146000 | 0 |  | 0 | 219000 | 0
|  | 0 | 27375 | 0 |  | 0 | 102200 | 0 |  | 0 | 146000 | 0 |  | 0 | 219000 | 0
|  | 0 | 27375 | 0 |  | 0 | 102200 | 0 |  | 0 | 146000 | 0 |  | 0 | 219000 | 0
|  | 0 | 27375 | 0 |  | 0 | 102200 | 0 |  | 0 | 146000 | 0 |  | 0 | 219000 | 0
|  | 0 | 27375 | 0 |  | 0 | 102200 | 0 |  | 0 | 146000 | 0 |  | 0 | 219000 | 0
|  | 0 | 27375 | 0 |  | 0 | 102200 | 0 |  | 0 | 146000 | 0 |  | 0 | 219000 | 0
|  | 0 | 27375 | 0 |  | 0 | 102200 | 0 |  | 0 | 146000 | 0 |  | 0 | 219000 | 0
|  | 0 | 27375 | 0 |  | 0 | 102200 | 0 |  | 0 | 146000 | 0 |  | 0 | 219000 | 0
|  | 0 | 27375 | 0 |  | 0 | 102200 | 0 |  | 0 | 146000 | 0 |  | 0 | 219000 | 0
|  | 0 | 27375 | 0 |  | 0 | 102200 | 0 |  | 0 | 146000 | 0 |  | 0 | 219000 | 0
|  | 0 | 27375 | 0 |  | 0 | 102200 | 0 |  | 0 | 146000 | 0 |  | 0 | 219000 | 0
|  | 0 | 27375 | 0 |  | 0 | 102200 | 0 |  | 0 | 146000 | 0 |  | 0 | 219000 | 0
|  | 0 | 27375 | 0 |  | 0 | 102200 | 0 |  | 0 | 146000 | 0 |  | 0 | 219000 | 0
|  | 0 | 27375 | 0 |  | 0 | 102200 | 0 |  | 0 | 146000 | 0 |  | 0 | 219000 | 0
|  | 0 | 27375 | 0 |  | 0 | 102200 | 0 |  | 0 | 146000 | 0 |  | 0 | 219000 | 0
|  | 0 | 27375 | 0 |  | 0 | 102200 | 0 |  | 0 | 146000 | 0 |  | 0 | 219000 | 0
|  | 0 | 27375 | 0 |  | 0 | 102200 | 0 |  | 0 | 146000 | 0 |  | 0 | 219000 | 0
|  | 0 | 27375 | 0 |  | 0 | 102200 | 0 |  | 0 | 146000 | 0 |  | 0 | 219000 | 0
|  | 0 | 27375 | 0 |  | 0 | 102200 | 0 |  | 0 | 146000 | 0 |  | 0 | 219000 | 0
|  | 0 | 27375 | 0 |  | 0 | 102200 | 0 |  | 0 | 146000 | 0 |  | 0 | 219000 | 0
|  | 0 | 27375 | 0 |  | 0 | 102200 | 0 |  | 0 | 146000 | 0 |  | 0 | 219000 | 0
|  | 0 | 27375 | 0 |  | 0 | 102200 | 0 |  | 0 | 146000 | 0 |  | 0 | 219000 | 0
|  | 0 | 27375 | 0 |  | 0 | 102200 | 0 |  | 0 | 146000 | 0 |  | 0 | 219000 | 0
|  | 0 | 27375 | 0 |  | 0 | 102200 | 0 |  | 0 | 146000 | 0 |  | 0 | 219000 | 0
|  | 0 | 27375 | 0 |  | 0 | 102200 | 0 |  | 0 | 146000 | 0 |  | 0 | 219000 | 0
|  | 0 | 27375 | 0 |  | 0 | 102200 | 0 |  | 0 | 146000 | 0 |  | 0 | 219000 | 0
|  | 0 | 27375 | 0 |  | 0 | 102200 | 0 |  | 0 | 146000 | 0 |  | 0 | 219000 | 0
|  | 0 | 27375 | 0 |  | 0 | 102200 | 0 |  | 0 | 146000 | 0 |  | 0 | 219000 | 0
|  | 0 | 27375 | 0 |  | 0 | 102200 | 0 |  | 0 | 146000 | 0 |  | 0 | 219000 | 0
|  | 0 | 27375 | 0 |  | 0 | 102200 | 0 |  | 0 | 146000 | 0 |  | 0 | 219000 | 0
|  | 0 | 27375 | 0 |  | 0 | 102200 | 0 |  | 0 | 146000 | 0 |  | 0 | 219000 | 0
|  | 0 | 27375 | 0 |  | 0 | 102200 | 0 |  | 0 | 146000 | 0 |  | 0 | 219000 | 0
|  | 0 | 27375 | 0 |  | 0 | 102200 | 0 |  | 0 | 146000 | 0 |  | 0 | 219000 | 0
|  | 0 | 27375 | 0 |  | 0 | 102200 | 0 |  | 0 | 146000 | 0 |  | 0 | 219000 | 0
|  | 0 | 27375 | 0 |  | 0 | 102200 | 0 |  | 0 | 146000 | 0 |  | 0 | 219000 | 0
|  | 0 | 27375 | 0 |  | 0 | 102200 | 0 |  | 0 | 146000 | 0 |  | 0 | 219000 | 0
|  | 0 | 27375 | 0 |  | 0 | 102200 | 0 |  | 0 | 146000 | 0 |  | 0 | 219000 | 0
|  | 0 | 27375 | 0 |  | 0 | 102200 | 0 |  | 0 | 146000 | 0 |  | 0 | 219000 | 0
|  | 0 | 27375 | 0 |  | 0 | 102200 | 0 |  | 0 | 146000 | 0 |  | 0 | 219000 | 0
|  | 0 | 27375 | 0 |  | 0 | 102200 | 0 |  | 0 | 146000 | 0 |  | 0 | 219000 | 0
|  | 0 | 27375 | 0 |  | 0 | 102200 | 0 |  | 0 | 146000 | 0 |  | 0 | 219000 | 0
|  | 0 | 27375 | 0 |  | 0 | 102200 | 0 |  | 0 | 146000 | 0 |  | 0 | 219000 | 0
|  | 0 | 27375 | 0 |  | 0 | 102200 | 0 |  | 0 | 146000 | 0 |  | 0 | 219000 | 0
|  | 0 | 27375 | 0 |  | 0 | 102200 | 0 |  | 0 | 146000 | 0 |  | 0 | 219000 | 0
|  | 0 | 27375 | 0 |  | 0 | 102200 | 0 |  | 0 | 146000 | 0 |  | 0 | 219000 | 0
|  | 0 | 27375 | 0 |  | 0 | 102200 | 0 |  | 0 | 146000 | 0 |  | 0 | 219000 | 0
|  | 0 | 27375 | 0 |  | 0 | 102200 | 0 |  | 0 | 146000 | 0 |  | 0 | 219000 | 0
|  | 0 | 27375 | 0 |  | 0 | 102200 | 0 |  | 0 | 146000 | 0 |  | 0 | 219000 | 0
|  | 0 | 27375 | 0 |  | 0 | 102200 | 0 |  | 0 | 146000 | 0 |  | 0 | 219000 | 0
|  | 0 | 27375 | 0 |  | 0 | 102200 | 0 |  | 0 | 146000 | 0 |  | 0 | 219000 | 0
|  | 0 | 27375 | 0 |  | 0 | 102200 | 0 |  | 0 | 146000 | 0 |  | 0 | 219000 | 0
|  | 0 | 27375 | 0 |  | 0 | 102200 | 0 |  | 0 | 146000 | 0 |  | 0 | 219000 | 0
|  | 0 | 27375 | 0 |  | 0 | 102200 | 0 |  | 0 | 146000 | 0 |  | 0 | 219000 | 0
|  | 0 | 27375 | 0 |  | 0 | 102200 | 0 |  | 0 | 146000 | 0 |  | 0 | 219000 | 0
|  | 0 | 27375 | 0 |  | 0 | 102200 | 0 |  | 0 | 146000 | 0 |  | 0 | 219000 | 0
|  | 0 | 27375 | 0 |  | 0 | 102200 | 0 |  | 0 | 146000 | 0 |  | 0 | 219000 | 0
|  | 0 | 27375 | 0 |  | 0 | 102200 | 0 |  | 0 | 146000 | 0 |  | 0 | 219000 | 0
|  | 0 | 27375 | 0 |  | 0 | 102200 | 0 |  | 0 | 146000 | 0 |  | 0 | 219000 | 0
|  | 0 | 27375 | 0 |  | 0 | 102200 | 0 |  | 0 | 146000 | 0 |  | 0 | 219000 | 0
|  | 0 | 27375 | 0 |  | 0 | 102200 | 0 |  | 0 | 146000 | 0 |  | 0 | 219000 | 0
|  | 0 | 27375 | 0 |  | 0 | 102200 | 0 |  | 0 | 146000 | 0 |  | 0 | 219000 | 0
|  | 0 | 27375 | 0 |  | 0 | 102200 | 0 |  | 0 | 146000 | 0 |  | 0 | 219000 | 0
|  | 0 | 27375 | 0 |  | 0 | 102200 | 0 |  | 0 | 146000 | 0 |  | 0 | 219000 | 0
|  | 0 | 27375 | 0 |  | 0 | 102200 | 0 |  | 0 | 146000 | 0 |  | 0 | 219000 | 0
|  | 0 | 27375 | 0 |  | 0 | 102200 | 0 |  | 0 | 146000 | 0 |  | 0 | 219000 | 0
|  | 0 | 27375 | 0 |  | 0 | 102200 | 0 |  | 0 | 146000 | 0 |  | 0 | 219000 | 0
|  | 0 | 27375 | 0 |  | 0 | 102200 | 0 |  | 0 | 146000 | 0 |  | 0 | 219000 | 0
|  | 0 | 27375 | 0 |  | 0 | 102200 | 0 |  | 0 | 146000 | 0 |  | 0 | 219000 | 0
|  | 0 | 27375 | 0 |  | 0 | 102200 | 0 |  | 0 | 146000 | 0 |  | 0 | 219000 | 0
|  | 0 | 27375 | 0 |  | 0 | 102200 | 0 |  | 0 | 146000 | 0 |  | 0 | 219000 | 0
|  | 0 | 27375 | 0 |  | 0 | 102200 | 0 |  | 0 | 146000 | 0 |  | 0 | 219000 | 0
|  | 0 | 27375 | 0 |  | 0 | 102200 | 0 |  | 0 | 146000 | 0 |  | 0 | 219000 | 0
|  | 0 | 27375 | 0 |  | 0 | 102200 | 0 |  | 0 | 146000 | 0 |  | 0 | 219000 | 0
|  | 0 | 27375 | 0 |  | 0 | 102200 | 0 |  | 0 | 146000 | 0 |  | 0 | 219000 | 0
|  | 0 | 27375 | 0 |  | 0 | 102200 | 0 |  | 0 | 146000 | 0 |  | 0 | 219000 | 0
|  | 0 | 27375 | 0 |  | 0 | 102200 | 0 |  | 0 | 146000 | 0 |  | 0 | 219000 | 0
|  | 0 | 27375 | 0 |  | 0 | 102200 | 0 |  | 0 | 146000 | 0 |  | 0 | 219000 | 0
|  | 0 | 27375 | 0 |  | 0 | 102200 | 0 |  | 0 | 146000 | 0 |  | 0 | 219000 | 0
|  | 0 | 27375 | 0 |  | 0 | 102200 | 0 |  | 0 | 146000 | 0 |  | 0 | 219000 | 0
|  | 0 | 27375 | 0 |  | 0 | 102200 | 0 |  | 0 | 146000 | 0 |  | 0 | 219000 | 0
|  | 0 | 27375 | 0 |  | 0 | 102200 | 0 |  | 0 | 146000 | 0 |  | 0 | 219000 | 0
|  | 0 | 27375 | 0 |  | 0 | 102200 | 0 |  | 0 | 146000 | 0 |  | 0 | 219000 | 0
|  | 0 | 27375 | 0 |  | 0 | 102200 | 0 |  | 0 | 146000 | 0 |  | 0 | 219000 | 0
|  | 0 | 27375 | 0 |  | 0 | 102200 | 0 |  | 0 | 146000 | 0 |  | 0 | 219000 | 0
|  | 0 | 27375 | 0 |  | 0 | 102200 | 0 |  | 0 | 146000 | 0 |  | 0 | 219000 | 0
|  | 0 | 27375 | 0 |  | 0 | 102200 | 0 |  | 0 | 146000 | 0 |  | 0 | 219000 | 0
|  | 0 | 27375 | 0 |  | 0 | 102200 | 0 |  | 0 | 146000 | 0 |  | 0 | 219000 | 0
|  | 0 | 27375 | 0 |  | 0 | 102200 | 0 |  | 0 | 146000 | 0 |  | 0 | 219000 | 0
|  | 0 | 27375 | 0 |  | 0 | 102200 | 0 |  | 0 | 146000 | 0 |  | 0 | 219000 | 0
|  | 0 | 27375 | 0 |  | 0 | 102200 | 0 |  | 0 | 146000 | 0 |  | 0 | 219000 | 0
|  | 0 | 27375 | 0 |  | 0 | 102200 | 0 |  | 0 | 146000 | 0 |  | 0 | 219000 | 0
|  | 0 | 27375 | 0 |  | 0 | 102200 | 0 |  | 0 | 146000 | 0 |  | 0 | 219000 | 0
|  | 0 | 27375 | 0 |  | 0 | 102200 | 0 |  | 0 | 146000 | 0 |  | 0 | 219000 | 0
|  | 0 | 27375 | 0 |  | 0 | 102200 | 0 |  | 0 | 146000 | 0 |  | 0 | 219000 | 0
|  | 0 | 27375 | 0 |  | 0 | 102200 | 0 |  | 0 | 146000 | 0 |  | 0 | 219000 | 0
|  | 0 | 27375 | 0 |  | 0 | 102200 | 0 |  | 0 | 146000 | 0 |  | 0 | 219000 | 0
|  | 0 | 27375 | 0 |  | 0 | 102200 | 0 |  | 0 | 146000 | 0 |  | 0 | 219000 | 0
|  | 0 | 27375 | 0 |  | 0 | 102200 | 0 |  | 0 | 146000 | 0 |  | 0 | 219000 | 0
|  | 0 | 27375 | 0 |  | 0 | 102200 | 0 |  | 0 | 146000 | 0 |  | 0 | 219000 | 0
|  | 0 | 27375 | 0 |  | 0 | 102200 | 0 |  | 0 | 146000 | 0 |  | 0 | 219000 | 0
|  | 0 | 27375 | 0 |  | 0 | 102200 | 0 |  | 0 | 146000 | 0 |  | 0 | 219000 | 0
|  | 0 | 27375 | 0 |  | 0 | 102200 | 0 |  | 0 | 146000 | 0 |  | 0 | 219000 | 0
|  | 0 | 27375 | 0 |  | 0 | 102200 | 0 |  | 0 | 146000 | 0 |  | 0 | 219000 | 0
|  | 0 | 27375 | 0 |  | 0 | 102200 | 0 |  | 0 | 146000 | 0 |  | 0 | 219000 | 0
|  | 0 | 27375 | 0 |  | 0 | 102200 | 0 |  | 0 | 146000 | 0 |  | 0 | 219000 | 0
|  | 0 | 27375 | 0 |  | 0 | 102200 | 0 |  | 0 | 146000 | 0 |  | 0 | 219000 | 0
|  | 0 | 27375 | 0 |  | 0 | 102200 | 0 |  | 0 | 146000 | 0 |  | 0 | 219000 | 0
|  | 0 | 27375 | 0 |  | 0 | 102200 | 0 |  | 0 | 146000 | 0 |  | 0 | 219000 | 0
|  | 0 | 27375 | 0 |  | 0 | 102200 | 0 |  | 0 | 146000 | 0 |  | 0 | 219000 | 0
|  | 0 | 27375 | 0 |  | 0 | 102200 | 0 |  | 0 | 146000 | 0 |  | 0 | 219000 | 0
|  | 0 | 27375 | 0 |  | 0 | 102200 | 0 |  | 0 | 146000 | 0 |  | 0 | 219000 | 0
|  | 0 | 27375 | 0 |  | 0 | 102200 | 0 |  | 0 | 146000 | 0 |  | 0 | 219000 | 0
|  | 0 | 27375 | 0 |  | 0 | 102200 | 0 |  | 0 | 146000 | 0 |  | 0 | 219000 | 0
|  | 0 | 27375 | 0 |  | 0 | 102200 | 0 |  | 0 | 146000 | 0 |  | 0 | 219000 | 0
|  | 0 | 27375 | 0 |  | 0 | 102200 | 0 |  | 0 | 146000 | 0 |  | 0 | 219000 | 0
|  | 0 | 27375 | 0 |  | 0 | 102200 | 0 |  | 0 | 146000 | 0 |  | 0 | 219000 | 0
|  | 0 | 27375 | 0 |  | 0 | 102200 | 0 |  | 0 | 146000 | 0 |  | 0 | 219000 | 0
|  | 0 | 27375 | 0 |  | 0 | 102200 | 0 |  | 0 | 146000 | 0 |  | 0 | 219000 | 0
|  | 0 | 27375 | 0 |  | 0 | 102200 | 0 |  | 0 | 146000 | 0 |  | 0 | 219000 | 0
|  | 0 | 27375 | 0 |  | 0 | 102200 | 0 |  | 0 | 146000 | 0 |  | 0 | 219000 | 0
|  | 0 | 27375 | 0 |  | 0 | 102200 | 0 |  | 0 | 146000 | 0 |  | 0 | 219000 | 0
|  | 0 | 27375 | 0 |  | 0 | 102200 | 0 |  | 0 | 146000 | 0 |  | 0 | 219000 | 0
|  | 0 | 27375 | 0 |  | 0 | 102200 | 0 |  | 0 | 146000 | 0 |  | 0 | 219000 | 0
|  | 0 | 27375 | 0 |  | 0 | 102200 | 0 |  | 0 | 146000 | 0 |  | 0 | 219000 | 0
|  | 0 | 27375 | 0 |  | 0 | 102200 | 0 |  | 0 | 146000 | 0 |  | 0 | 219000 | 0
|  | 0 | 27375 | 0 |  | 0 | 102200 | 0 |  | 0 | 146000 | 0 |  | 0 | 219000 | 0

## Ice makers
Ice makers
Annual water consumption (m3) | 0
Assumptions
Description | Value | Unit | Source
Batch ice maker water use | 0.186 | gallons per pound | U.S. EPA and DOE. Savings Calculator for ENERGY STAR Qualified Commercial Kitchen Equipment. February 2014.
Continuous ice maker water use | 0.12 | gallons per pound | U.S. EPA and DOE. Savings Calculator for ENERGY STAR Qualified Commercial Kitchen Equipment. February 2014.
Batch ice maker ice harvest | 657 | pounds per day | U.S. EPA and DOE. Savings Calculator for ENERGY STAR Qualified Commercial Kitchen Equipment. February 2014.
Continuous ice maker ice harvest | 697 | pounds per day | U.S. EPA and DOE. Savings Calculator for ENERGY STAR Qualified Commercial Kitchen Equipment. February 2014.
Calculations
| Ice maker, batch |  |  |  | Ice maker, continuous
Item # | Flow rate (GPP) | Number | Annual pounds | Annual water consumption (m3) | Flow rate (GPP) | Number | Annual pounds | Annual water consumption (m3)
1 |  | 0 | 239805 | 0 |  | 0 | 254405 | 0
|  | 0 | 239805 | 0 |  | 0 | 254405 | 0
|  | 0 | 239805 | 0 |  | 0 | 254405 | 0
|  | 0 | 239805 | 0 |  | 0 | 254405 | 0
|  | 0 | 239805 | 0 |  | 0 | 254405 | 0
|  | 0 | 239805 | 0 |  | 0 | 254405 | 0
|  | 0 | 239805 | 0 |  | 0 | 254405 | 0
|  | 0 | 239805 | 0 |  | 0 | 254405 | 0
|  | 0 | 239805 | 0 |  | 0 | 254405 | 0
|  | 0 | 239805 | 0 |  | 0 | 254405 | 0
|  | 0 | 239805 | 0 |  | 0 | 254405 | 0
|  | 0 | 239805 | 0 |  | 0 | 254405 | 0
|  | 0 | 239805 | 0 |  | 0 | 254405 | 0
|  | 0 | 239805 | 0 |  | 0 | 254405 | 0
|  | 0 | 239805 | 0 |  | 0 | 254405 | 0
|  | 0 | 239805 | 0 |  | 0 | 254405 | 0
|  | 0 | 239805 | 0 |  | 0 | 254405 | 0
|  | 0 | 239805 | 0 |  | 0 | 254405 | 0
|  | 0 | 239805 | 0 |  | 0 | 254405 | 0
|  | 0 | 239805 | 0 |  | 0 | 254405 | 0
|  | 0 | 239805 | 0 |  | 0 | 254405 | 0
|  | 0 | 239805 | 0 |  | 0 | 254405 | 0
|  | 0 | 239805 | 0 |  | 0 | 254405 | 0
|  | 0 | 239805 | 0 |  | 0 | 254405 | 0
|  | 0 | 239805 | 0 |  | 0 | 254405 | 0
|  | 0 | 239805 | 0 |  | 0 | 254405 | 0
|  | 0 | 239805 | 0 |  | 0 | 254405 | 0
|  | 0 | 239805 | 0 |  | 0 | 254405 | 0
|  | 0 | 239805 | 0 |  | 0 | 254405 | 0
|  | 0 | 239805 | 0 |  | 0 | 254405 | 0
|  | 0 | 239805 | 0 |  | 0 | 254405 | 0
|  | 0 | 239805 | 0 |  | 0 | 254405 | 0
|  | 0 | 239805 | 0 |  | 0 | 254405 | 0
|  | 0 | 239805 | 0 |  | 0 | 254405 | 0
|  | 0 | 239805 | 0 |  | 0 | 254405 | 0
|  | 0 | 239805 | 0 |  | 0 | 254405 | 0
|  | 0 | 239805 | 0 |  | 0 | 254405 | 0
|  | 0 | 239805 | 0 |  | 0 | 254405 | 0
|  | 0 | 239805 | 0 |  | 0 | 254405 | 0
|  | 0 | 239805 | 0 |  | 0 | 254405 | 0
|  | 0 | 239805 | 0 |  | 0 | 254405 | 0
|  | 0 | 239805 | 0 |  | 0 | 254405 | 0
|  | 0 | 239805 | 0 |  | 0 | 254405 | 0
|  | 0 | 239805 | 0 |  | 0 | 254405 | 0
|  | 0 | 239805 | 0 |  | 0 | 254405 | 0
|  | 0 | 239805 | 0 |  | 0 | 254405 | 0
|  | 0 | 239805 | 0 |  | 0 | 254405 | 0
|  | 0 | 239805 | 0 |  | 0 | 254405 | 0
|  | 0 | 239805 | 0 |  | 0 | 254405 | 0
|  | 0 | 239805 | 0 |  | 0 | 254405 | 0
|  | 0 | 239805 | 0 |  | 0 | 254405 | 0
|  | 0 | 239805 | 0 |  | 0 | 254405 | 0
|  | 0 | 239805 | 0 |  | 0 | 254405 | 0
|  | 0 | 239805 | 0 |  | 0 | 254405 | 0
|  | 0 | 239805 | 0 |  | 0 | 254405 | 0
|  | 0 | 239805 | 0 |  | 0 | 254405 | 0
|  | 0 | 239805 | 0 |  | 0 | 254405 | 0
|  | 0 | 239805 | 0 |  | 0 | 254405 | 0
|  | 0 | 239805 | 0 |  | 0 | 254405 | 0
|  | 0 | 239805 | 0 |  | 0 | 254405 | 0
|  | 0 | 239805 | 0 |  | 0 | 254405 | 0
|  | 0 | 239805 | 0 |  | 0 | 254405 | 0
|  | 0 | 239805 | 0 |  | 0 | 254405 | 0
|  | 0 | 239805 | 0 |  | 0 | 254405 | 0
|  | 0 | 239805 | 0 |  | 0 | 254405 | 0
|  | 0 | 239805 | 0 |  | 0 | 254405 | 0
|  | 0 | 239805 | 0 |  | 0 | 254405 | 0
|  | 0 | 239805 | 0 |  | 0 | 254405 | 0
|  | 0 | 239805 | 0 |  | 0 | 254405 | 0
|  | 0 | 239805 | 0 |  | 0 | 254405 | 0
|  | 0 | 239805 | 0 |  | 0 | 254405 | 0
|  | 0 | 239805 | 0 |  | 0 | 254405 | 0
|  | 0 | 239805 | 0 |  | 0 | 254405 | 0
|  | 0 | 239805 | 0 |  | 0 | 254405 | 0
|  | 0 | 239805 | 0 |  | 0 | 254405 | 0
|  | 0 | 239805 | 0 |  | 0 | 254405 | 0
|  | 0 | 239805 | 0 |  | 0 | 254405 | 0
|  | 0 | 239805 | 0 |  | 0 | 254405 | 0
|  | 0 | 239805 | 0 |  | 0 | 254405 | 0
|  | 0 | 239805 | 0 |  | 0 | 254405 | 0
|  | 0 | 239805 | 0 |  | 0 | 254405 | 0
|  | 0 | 239805 | 0 |  | 0 | 254405 | 0
|  | 0 | 239805 | 0 |  | 0 | 254405 | 0
|  | 0 | 239805 | 0 |  | 0 | 254405 | 0
|  | 0 | 239805 | 0 |  | 0 | 254405 | 0
|  | 0 | 239805 | 0 |  | 0 | 254405 | 0
|  | 0 | 239805 | 0 |  | 0 | 254405 | 0
|  | 0 | 239805 | 0 |  | 0 | 254405 | 0
|  | 0 | 239805 | 0 |  | 0 | 254405 | 0
|  | 0 | 239805 | 0 |  | 0 | 254405 | 0
|  | 0 | 239805 | 0 |  | 0 | 254405 | 0
|  | 0 | 239805 | 0 |  | 0 | 254405 | 0
|  | 0 | 239805 | 0 |  | 0 | 254405 | 0
|  | 0 | 239805 | 0 |  | 0 | 254405 | 0
|  | 0 | 239805 | 0 |  | 0 | 254405 | 0
|  | 0 | 239805 | 0 |  | 0 | 254405 | 0
|  | 0 | 239805 | 0 |  | 0 | 254405 | 0
|  | 0 | 239805 | 0 |  | 0 | 254405 | 0
|  | 0 | 239805 | 0 |  | 0 | 254405 | 0
|  | 0 | 239805 | 0 |  | 0 | 254405 | 0
|  | 0 | 239805 | 0 |  | 0 | 254405 | 0
|  | 0 | 239805 | 0 |  | 0 | 254405 | 0
|  | 0 | 239805 | 0 |  | 0 | 254405 | 0
|  | 0 | 239805 | 0 |  | 0 | 254405 | 0
|  | 0 | 239805 | 0 |  | 0 | 254405 | 0
|  | 0 | 239805 | 0 |  | 0 | 254405 | 0
|  | 0 | 239805 | 0 |  | 0 | 254405 | 0
|  | 0 | 239805 | 0 |  | 0 | 254405 | 0
|  | 0 | 239805 | 0 |  | 0 | 254405 | 0
|  | 0 | 239805 | 0 |  | 0 | 254405 | 0
|  | 0 | 239805 | 0 |  | 0 | 254405 | 0
|  | 0 | 239805 | 0 |  | 0 | 254405 | 0
|  | 0 | 239805 | 0 |  | 0 | 254405 | 0
|  | 0 | 239805 | 0 |  | 0 | 254405 | 0
|  | 0 | 239805 | 0 |  | 0 | 254405 | 0
|  | 0 | 239805 | 0 |  | 0 | 254405 | 0
|  | 0 | 239805 | 0 |  | 0 | 254405 | 0
|  | 0 | 239805 | 0 |  | 0 | 254405 | 0
|  | 0 | 239805 | 0 |  | 0 | 254405 | 0
|  | 0 | 239805 | 0 |  | 0 | 254405 | 0
|  | 0 | 239805 | 0 |  | 0 | 254405 | 0
|  | 0 | 239805 | 0 |  | 0 | 254405 | 0
|  | 0 | 239805 | 0 |  | 0 | 254405 | 0
|  | 0 | 239805 | 0 |  | 0 | 254405 | 0
|  | 0 | 239805 | 0 |  | 0 | 254405 | 0
|  | 0 | 239805 | 0 |  | 0 | 254405 | 0
|  | 0 | 239805 | 0 |  | 0 | 254405 | 0
|  | 0 | 239805 | 0 |  | 0 | 254405 | 0
|  | 0 | 239805 | 0 |  | 0 | 254405 | 0
|  | 0 | 239805 | 0 |  | 0 | 254405 | 0
|  | 0 | 239805 | 0 |  | 0 | 254405 | 0
|  | 0 | 239805 | 0 |  | 0 | 254405 | 0
|  | 0 | 239805 | 0 |  | 0 | 254405 | 0
|  | 0 | 239805 | 0 |  | 0 | 254405 | 0
|  | 0 | 239805 | 0 |  | 0 | 254405 | 0
|  | 0 | 239805 | 0 |  | 0 | 254405 | 0
|  | 0 | 239805 | 0 |  | 0 | 254405 | 0
|  | 0 | 239805 | 0 |  | 0 | 254405 | 0
|  | 0 | 239805 | 0 |  | 0 | 254405 | 0
|  | 0 | 239805 | 0 |  | 0 | 254405 | 0
|  | 0 | 239805 | 0 |  | 0 | 254405 | 0
|  | 0 | 239805 | 0 |  | 0 | 254405 | 0
|  | 0 | 239805 | 0 |  | 0 | 254405 | 0
|  | 0 | 239805 | 0 |  | 0 | 254405 | 0
|  | 0 | 239805 | 0 |  | 0 | 254405 | 0
|  | 0 | 239805 | 0 |  | 0 | 254405 | 0
|  | 0 | 239805 | 0 |  | 0 | 254405 | 0
|  | 0 | 239805 | 0 |  | 0 | 254405 | 0
|  | 0 | 239805 | 0 |  | 0 | 254405 | 0
|  | 0 | 239805 | 0 |  | 0 | 254405 | 0
|  | 0 | 239805 | 0 |  | 0 | 254405 | 0
|  | 0 | 239805 | 0 |  | 0 | 254405 | 0
|  | 0 | 239805 | 0 |  | 0 | 254405 | 0
|  | 0 | 239805 | 0 |  | 0 | 254405 | 0
|  | 0 | 239805 | 0 |  | 0 | 254405 | 0
|  | 0 | 239805 | 0 |  | 0 | 254405 | 0
|  | 0 | 239805 | 0 |  | 0 | 254405 | 0
|  | 0 | 239805 | 0 |  | 0 | 254405 | 0
|  | 0 | 239805 | 0 |  | 0 | 254405 | 0
|  | 0 | 239805 | 0 |  | 0 | 254405 | 0
|  | 0 | 239805 | 0 |  | 0 | 254405 | 0
|  | 0 | 239805 | 0 |  | 0 | 254405 | 0
|  | 0 | 239805 | 0 |  | 0 | 254405 | 0
|  | 0 | 239805 | 0 |  | 0 | 254405 | 0
|  | 0 | 239805 | 0 |  | 0 | 254405 | 0
|  | 0 | 239805 | 0 |  | 0 | 254405 | 0
|  | 0 | 239805 | 0 |  | 0 | 254405 | 0
|  | 0 | 239805 | 0 |  | 0 | 254405 | 0
|  | 0 | 239805 | 0 |  | 0 | 254405 | 0
|  | 0 | 239805 | 0 |  | 0 | 254405 | 0
|  | 0 | 239805 | 0 |  | 0 | 254405 | 0
|  | 0 | 239805 | 0 |  | 0 | 254405 | 0
|  | 0 | 239805 | 0 |  | 0 | 254405 | 0
|  | 0 | 239805 | 0 |  | 0 | 254405 | 0
|  | 0 | 239805 | 0 |  | 0 | 254405 | 0
|  | 0 | 239805 | 0 |  | 0 | 254405 | 0
|  | 0 | 239805 | 0 |  | 0 | 254405 | 0
|  | 0 | 239805 | 0 |  | 0 | 254405 | 0
|  | 0 | 239805 | 0 |  | 0 | 254405 | 0
|  | 0 | 239805 | 0 |  | 0 | 254405 | 0
|  | 0 | 239805 | 0 |  | 0 | 254405 | 0
|  | 0 | 239805 | 0 |  | 0 | 254405 | 0
|  | 0 | 239805 | 0 |  | 0 | 254405 | 0
|  | 0 | 239805 | 0 |  | 0 | 254405 | 0
|  | 0 | 239805 | 0 |  | 0 | 254405 | 0
|  | 0 | 239805 | 0 |  | 0 | 254405 | 0
|  | 0 | 239805 | 0 |  | 0 | 254405 | 0
|  | 0 | 239805 | 0 |  | 0 | 254405 | 0
|  | 0 | 239805 | 0 |  | 0 | 254405 | 0
|  | 0 | 239805 | 0 |  | 0 | 254405 | 0
|  | 0 | 239805 | 0 |  | 0 | 254405 | 0
|  | 0 | 239805 | 0 |  | 0 | 254405 | 0
|  | 0 | 239805 | 0 |  | 0 | 254405 | 0
|  | 0 | 239805 | 0 |  | 0 | 254405 | 0
|  | 0 | 239805 | 0 |  | 0 | 254405 | 0
|  | 0 | 239805 | 0 |  | 0 | 254405 | 0
|  | 0 | 239805 | 0 |  | 0 | 254405 | 0
|  | 0 | 239805 | 0 |  | 0 | 254405 | 0
|  | 0 | 239805 | 0 |  | 0 | 254405 | 0
|  | 0 | 239805 | 0 |  | 0 | 254405 | 0
|  | 0 | 239805 | 0 |  | 0 | 254405 | 0

## Ovens
Ovens
Annual water consumption (m3) | 0
Assumptions
Description | Value | Unit | Source
Boiler-based combination oven water use | 30 | gallons per hour | U.S. Environmental Protection Agency's WaterSense Program. WaterSense at Work: Best Management Practices for Commercial and Institutional Facilities. Page 4-12. October 2012.
Connectionless combination oven water use | 15 | gallons per hour | U.S. Environmental Protection Agency's WaterSense Program. WaterSense at Work: Best Management Practices for Commercial and Institutional Facilities. Page 4-12. October 2012.
Hours of oven use per day | 12 | hours | YVR assumption based on 12-hour operating day
Number of boiler-based combination ovens | 0 | ovens | Sum from input table
Number of connectionless combination ovens | 0 | ovens | Sum from input table
Calculations
| Combination oven, boiler-based |  |  |  | Combination oven, connectionless
Item # | Flow rate (GPH) | Number | Annual hours of use per oven | Annual water consumption (m3) | Flow rate (GPH) | Number | Annual hours of use per oven | Annual water consumption (m3)
1 |  | 0 | 4380 | 0 |  | 0 | 4380 | 0
|  | 0 | 4380 | 0 |  | 0 | 4380 | 0
|  | 0 | 4380 | 0 |  | 0 | 4380 | 0
|  | 0 | 4380 | 0 |  | 0 | 4380 | 0
|  | 0 | 4380 | 0 |  | 0 | 4380 | 0
|  | 0 | 4380 | 0 |  | 0 | 4380 | 0
|  | 0 | 4380 | 0 |  | 0 | 4380 | 0
|  | 0 | 4380 | 0 |  | 0 | 4380 | 0
|  | 0 | 4380 | 0 |  | 0 | 4380 | 0
|  | 0 | 4380 | 0 |  | 0 | 4380 | 0
|  | 0 | 4380 | 0 |  | 0 | 4380 | 0
|  | 0 | 4380 | 0 |  | 0 | 4380 | 0
|  | 0 | 4380 | 0 |  | 0 | 4380 | 0
|  | 0 | 4380 | 0 |  | 0 | 4380 | 0
|  | 0 | 4380 | 0 |  | 0 | 4380 | 0
|  | 0 | 4380 | 0 |  | 0 | 4380 | 0
|  | 0 | 4380 | 0 |  | 0 | 4380 | 0
|  | 0 | 4380 | 0 |  | 0 | 4380 | 0
|  | 0 | 4380 | 0 |  | 0 | 4380 | 0
|  | 0 | 4380 | 0 |  | 0 | 4380 | 0
|  | 0 | 4380 | 0 |  | 0 | 4380 | 0
|  | 0 | 4380 | 0 |  | 0 | 4380 | 0
|  | 0 | 4380 | 0 |  | 0 | 4380 | 0
|  | 0 | 4380 | 0 |  | 0 | 4380 | 0
|  | 0 | 4380 | 0 |  | 0 | 4380 | 0
|  | 0 | 4380 | 0 |  | 0 | 4380 | 0
|  | 0 | 4380 | 0 |  | 0 | 4380 | 0
|  | 0 | 4380 | 0 |  | 0 | 4380 | 0
|  | 0 | 4380 | 0 |  | 0 | 4380 | 0
|  | 0 | 4380 | 0 |  | 0 | 4380 | 0
|  | 0 | 4380 | 0 |  | 0 | 4380 | 0
|  | 0 | 4380 | 0 |  | 0 | 4380 | 0
|  | 0 | 4380 | 0 |  | 0 | 4380 | 0
|  | 0 | 4380 | 0 |  | 0 | 4380 | 0
|  | 0 | 4380 | 0 |  | 0 | 4380 | 0
|  | 0 | 4380 | 0 |  | 0 | 4380 | 0
|  | 0 | 4380 | 0 |  | 0 | 4380 | 0
|  | 0 | 4380 | 0 |  | 0 | 4380 | 0
|  | 0 | 4380 | 0 |  | 0 | 4380 | 0
|  | 0 | 4380 | 0 |  | 0 | 4380 | 0
|  | 0 | 4380 | 0 |  | 0 | 4380 | 0
|  | 0 | 4380 | 0 |  | 0 | 4380 | 0
|  | 0 | 4380 | 0 |  | 0 | 4380 | 0
|  | 0 | 4380 | 0 |  | 0 | 4380 | 0
|  | 0 | 4380 | 0 |  | 0 | 4380 | 0
|  | 0 | 4380 | 0 |  | 0 | 4380 | 0
|  | 0 | 4380 | 0 |  | 0 | 4380 | 0
|  | 0 | 4380 | 0 |  | 0 | 4380 | 0
|  | 0 | 4380 | 0 |  | 0 | 4380 | 0
|  | 0 | 4380 | 0 |  | 0 | 4380 | 0
|  | 0 | 4380 | 0 |  | 0 | 4380 | 0
|  | 0 | 4380 | 0 |  | 0 | 4380 | 0
|  | 0 | 4380 | 0 |  | 0 | 4380 | 0
|  | 0 | 4380 | 0 |  | 0 | 4380 | 0
|  | 0 | 4380 | 0 |  | 0 | 4380 | 0
|  | 0 | 4380 | 0 |  | 0 | 4380 | 0
|  | 0 | 4380 | 0 |  | 0 | 4380 | 0
|  | 0 | 4380 | 0 |  | 0 | 4380 | 0
|  | 0 | 4380 | 0 |  | 0 | 4380 | 0
|  | 0 | 4380 | 0 |  | 0 | 4380 | 0
|  | 0 | 4380 | 0 |  | 0 | 4380 | 0
|  | 0 | 4380 | 0 |  | 0 | 4380 | 0
|  | 0 | 4380 | 0 |  | 0 | 4380 | 0
|  | 0 | 4380 | 0 |  | 0 | 4380 | 0
|  | 0 | 4380 | 0 |  | 0 | 4380 | 0
|  | 0 | 4380 | 0 |  | 0 | 4380 | 0
|  | 0 | 4380 | 0 |  | 0 | 4380 | 0
|  | 0 | 4380 | 0 |  | 0 | 4380 | 0
|  | 0 | 4380 | 0 |  | 0 | 4380 | 0
|  | 0 | 4380 | 0 |  | 0 | 4380 | 0
|  | 0 | 4380 | 0 |  | 0 | 4380 | 0
|  | 0 | 4380 | 0 |  | 0 | 4380 | 0
|  | 0 | 4380 | 0 |  | 0 | 4380 | 0
|  | 0 | 4380 | 0 |  | 0 | 4380 | 0
|  | 0 | 4380 | 0 |  | 0 | 4380 | 0
|  | 0 | 4380 | 0 |  | 0 | 4380 | 0
|  | 0 | 4380 | 0 |  | 0 | 4380 | 0
|  | 0 | 4380 | 0 |  | 0 | 4380 | 0
|  | 0 | 4380 | 0 |  | 0 | 4380 | 0
|  | 0 | 4380 | 0 |  | 0 | 4380 | 0
|  | 0 | 4380 | 0 |  | 0 | 4380 | 0
|  | 0 | 4380 | 0 |  | 0 | 4380 | 0
|  | 0 | 4380 | 0 |  | 0 | 4380 | 0
|  | 0 | 4380 | 0 |  | 0 | 4380 | 0
|  | 0 | 4380 | 0 |  | 0 | 4380 | 0
|  | 0 | 4380 | 0 |  | 0 | 4380 | 0
|  | 0 | 4380 | 0 |  | 0 | 4380 | 0
|  | 0 | 4380 | 0 |  | 0 | 4380 | 0
|  | 0 | 4380 | 0 |  | 0 | 4380 | 0
|  | 0 | 4380 | 0 |  | 0 | 4380 | 0
|  | 0 | 4380 | 0 |  | 0 | 4380 | 0
|  | 0 | 4380 | 0 |  | 0 | 4380 | 0
|  | 0 | 4380 | 0 |  | 0 | 4380 | 0
|  | 0 | 4380 | 0 |  | 0 | 4380 | 0
|  | 0 | 4380 | 0 |  | 0 | 4380 | 0
|  | 0 | 4380 | 0 |  | 0 | 4380 | 0
|  | 0 | 4380 | 0 |  | 0 | 4380 | 0
|  | 0 | 4380 | 0 |  | 0 | 4380 | 0
|  | 0 | 4380 | 0 |  | 0 | 4380 | 0
|  | 0 | 4380 | 0 |  | 0 | 4380 | 0
|  | 0 | 4380 | 0 |  | 0 | 4380 | 0
|  | 0 | 4380 | 0 |  | 0 | 4380 | 0
|  | 0 | 4380 | 0 |  | 0 | 4380 | 0
|  | 0 | 4380 | 0 |  | 0 | 4380 | 0
|  | 0 | 4380 | 0 |  | 0 | 4380 | 0
|  | 0 | 4380 | 0 |  | 0 | 4380 | 0
|  | 0 | 4380 | 0 |  | 0 | 4380 | 0
|  | 0 | 4380 | 0 |  | 0 | 4380 | 0
|  | 0 | 4380 | 0 |  | 0 | 4380 | 0
|  | 0 | 4380 | 0 |  | 0 | 4380 | 0
|  | 0 | 4380 | 0 |  | 0 | 4380 | 0
|  | 0 | 4380 | 0 |  | 0 | 4380 | 0
|  | 0 | 4380 | 0 |  | 0 | 4380 | 0
|  | 0 | 4380 | 0 |  | 0 | 4380 | 0
|  | 0 | 4380 | 0 |  | 0 | 4380 | 0
|  | 0 | 4380 | 0 |  | 0 | 4380 | 0
|  | 0 | 4380 | 0 |  | 0 | 4380 | 0
|  | 0 | 4380 | 0 |  | 0 | 4380 | 0
|  | 0 | 4380 | 0 |  | 0 | 4380 | 0
|  | 0 | 4380 | 0 |  | 0 | 4380 | 0
|  | 0 | 4380 | 0 |  | 0 | 4380 | 0
|  | 0 | 4380 | 0 |  | 0 | 4380 | 0
|  | 0 | 4380 | 0 |  | 0 | 4380 | 0
|  | 0 | 4380 | 0 |  | 0 | 4380 | 0
|  | 0 | 4380 | 0 |  | 0 | 4380 | 0
|  | 0 | 4380 | 0 |  | 0 | 4380 | 0
|  | 0 | 4380 | 0 |  | 0 | 4380 | 0
|  | 0 | 4380 | 0 |  | 0 | 4380 | 0
|  | 0 | 4380 | 0 |  | 0 | 4380 | 0
|  | 0 | 4380 | 0 |  | 0 | 4380 | 0
|  | 0 | 4380 | 0 |  | 0 | 4380 | 0
|  | 0 | 4380 | 0 |  | 0 | 4380 | 0
|  | 0 | 4380 | 0 |  | 0 | 4380 | 0
|  | 0 | 4380 | 0 |  | 0 | 4380 | 0
|  | 0 | 4380 | 0 |  | 0 | 4380 | 0
|  | 0 | 4380 | 0 |  | 0 | 4380 | 0
|  | 0 | 4380 | 0 |  | 0 | 4380 | 0
|  | 0 | 4380 | 0 |  | 0 | 4380 | 0
|  | 0 | 4380 | 0 |  | 0 | 4380 | 0
|  | 0 | 4380 | 0 |  | 0 | 4380 | 0
|  | 0 | 4380 | 0 |  | 0 | 4380 | 0
|  | 0 | 4380 | 0 |  | 0 | 4380 | 0
|  | 0 | 4380 | 0 |  | 0 | 4380 | 0
|  | 0 | 4380 | 0 |  | 0 | 4380 | 0
|  | 0 | 4380 | 0 |  | 0 | 4380 | 0
|  | 0 | 4380 | 0 |  | 0 | 4380 | 0
|  | 0 | 4380 | 0 |  | 0 | 4380 | 0
|  | 0 | 4380 | 0 |  | 0 | 4380 | 0
|  | 0 | 4380 | 0 |  | 0 | 4380 | 0
|  | 0 | 4380 | 0 |  | 0 | 4380 | 0
|  | 0 | 4380 | 0 |  | 0 | 4380 | 0
|  | 0 | 4380 | 0 |  | 0 | 4380 | 0
|  | 0 | 4380 | 0 |  | 0 | 4380 | 0
|  | 0 | 4380 | 0 |  | 0 | 4380 | 0
|  | 0 | 4380 | 0 |  | 0 | 4380 | 0
|  | 0 | 4380 | 0 |  | 0 | 4380 | 0
|  | 0 | 4380 | 0 |  | 0 | 4380 | 0
|  | 0 | 4380 | 0 |  | 0 | 4380 | 0
|  | 0 | 4380 | 0 |  | 0 | 4380 | 0
|  | 0 | 4380 | 0 |  | 0 | 4380 | 0
|  | 0 | 4380 | 0 |  | 0 | 4380 | 0
|  | 0 | 4380 | 0 |  | 0 | 4380 | 0
|  | 0 | 4380 | 0 |  | 0 | 4380 | 0
|  | 0 | 4380 | 0 |  | 0 | 4380 | 0
|  | 0 | 4380 | 0 |  | 0 | 4380 | 0
|  | 0 | 4380 | 0 |  | 0 | 4380 | 0
|  | 0 | 4380 | 0 |  | 0 | 4380 | 0
|  | 0 | 4380 | 0 |  | 0 | 4380 | 0
|  | 0 | 4380 | 0 |  | 0 | 4380 | 0
|  | 0 | 4380 | 0 |  | 0 | 4380 | 0
|  | 0 | 4380 | 0 |  | 0 | 4380 | 0
|  | 0 | 4380 | 0 |  | 0 | 4380 | 0
|  | 0 | 4380 | 0 |  | 0 | 4380 | 0
|  | 0 | 4380 | 0 |  | 0 | 4380 | 0
|  | 0 | 4380 | 0 |  | 0 | 4380 | 0
|  | 0 | 4380 | 0 |  | 0 | 4380 | 0
|  | 0 | 4380 | 0 |  | 0 | 4380 | 0
|  | 0 | 4380 | 0 |  | 0 | 4380 | 0
|  | 0 | 4380 | 0 |  | 0 | 4380 | 0
|  | 0 | 4380 | 0 |  | 0 | 4380 | 0
|  | 0 | 4380 | 0 |  | 0 | 4380 | 0
|  | 0 | 4380 | 0 |  | 0 | 4380 | 0
|  | 0 | 4380 | 0 |  | 0 | 4380 | 0
|  | 0 | 4380 | 0 |  | 0 | 4380 | 0
|  | 0 | 4380 | 0 |  | 0 | 4380 | 0
|  | 0 | 4380 | 0 |  | 0 | 4380 | 0
|  | 0 | 4380 | 0 |  | 0 | 4380 | 0
|  | 0 | 4380 | 0 |  | 0 | 4380 | 0
|  | 0 | 4380 | 0 |  | 0 | 4380 | 0
|  | 0 | 4380 | 0 |  | 0 | 4380 | 0
|  | 0 | 4380 | 0 |  | 0 | 4380 | 0
|  | 0 | 4380 | 0 |  | 0 | 4380 | 0
|  | 0 | 4380 | 0 |  | 0 | 4380 | 0
|  | 0 | 4380 | 0 |  | 0 | 4380 | 0
|  | 0 | 4380 | 0 |  | 0 | 4380 | 0
|  | 0 | 4380 | 0 |  | 0 | 4380 | 0
|  | 0 | 4380 | 0 |  | 0 | 4380 | 0
|  | 0 | 4380 | 0 |  | 0 | 4380 | 0
|  | 0 | 4380 | 0 |  | 0 | 4380 | 0
|  | 0 | 4380 | 0 |  | 0 | 4380 | 0
|  | 0 | 4380 | 0 |  | 0 | 4380 | 0

## Pre-rinse spray valves
Pre-rinse spray valves
Total water consumption (m3) | 0
Total water consumption (m3) IF all equipment was WaterSense | 0
Assumptions
Description | Value | Unit | Source
Default pre-rinse spray valve flow rate | 1.6 | gallons per minute | Energy Policy Act 2005
Default average pre-rinse spray valve daily water use (minutes per day) | 64 | minutes | U.S. Environmental Protection Agency's WaterSense Program. WaterSense Specification for Commercial Pre-Rinse Spray Valves Supporting Statement, Version 1.0. September 19, 2013.
WaterSense labeled pre-rinse spray valve flow rate | 1.28 | gallons per minute | U.S. Environmental Protection Agency's WaterSense Program. WaterSense Specification for Commercial Pre-Rinse Spray Valves, Version 1.0. September 19, 2013.
Calculations
Item # | Flow rate (GPM) | WaterSense flow rate (GPM) | Number | Total annual minutes of use | Annual water consumption (m3) | Annual WaterSense consumption (m3)
1 |  | 1.28 | 0 | 23360 | 0 | 0
|  | 1.28 | 0 | 23360 | 0 | 0
|  | 1.28 | 0 | 23360 | 0 | 0
|  | 1.28 | 0 | 23360 | 0 | 0
|  | 1.28 | 0 | 23360 | 0 | 0
|  | 1.28 | 0 | 23360 | 0 | 0
|  | 1.28 | 0 | 23360 | 0 | 0
|  | 1.28 | 0 | 23360 | 0 | 0
|  | 1.28 | 0 | 23360 | 0 | 0
|  | 1.28 | 0 | 23360 | 0 | 0
|  | 1.28 | 0 | 23360 | 0 | 0
|  | 1.28 | 0 | 23360 | 0 | 0
|  | 1.28 | 0 | 23360 | 0 | 0
|  | 1.28 | 0 | 23360 | 0 | 0
|  | 1.28 | 0 | 23360 | 0 | 0
|  | 1.28 | 0 | 23360 | 0 | 0
|  | 1.28 | 0 | 23360 | 0 | 0
|  | 1.28 | 0 | 23360 | 0 | 0
|  | 1.28 | 0 | 23360 | 0 | 0
|  | 1.28 | 0 | 23360 | 0 | 0
|  | 1.28 | 0 | 23360 | 0 | 0
|  | 1.28 | 0 | 23360 | 0 | 0
|  | 1.28 | 0 | 23360 | 0 | 0
|  | 1.28 | 0 | 23360 | 0 | 0
|  | 1.28 | 0 | 23360 | 0 | 0
|  | 1.28 | 0 | 23360 | 0 | 0
|  | 1.28 | 0 | 23360 | 0 | 0
|  | 1.28 | 0 | 23360 | 0 | 0
|  | 1.28 | 0 | 23360 | 0 | 0
|  | 1.28 | 0 | 23360 | 0 | 0
|  | 1.28 | 0 | 23360 | 0 | 0
|  | 1.28 | 0 | 23360 | 0 | 0
|  | 1.28 | 0 | 23360 | 0 | 0
|  | 1.28 | 0 | 23360 | 0 | 0
|  | 1.28 | 0 | 23360 | 0 | 0
|  | 1.28 | 0 | 23360 | 0 | 0
|  | 1.28 | 0 | 23360 | 0 | 0
|  | 1.28 | 0 | 23360 | 0 | 0
|  | 1.28 | 0 | 23360 | 0 | 0
|  | 1.28 | 0 | 23360 | 0 | 0
|  | 1.28 | 0 | 23360 | 0 | 0
|  | 1.28 | 0 | 23360 | 0 | 0
|  | 1.28 | 0 | 23360 | 0 | 0
|  | 1.28 | 0 | 23360 | 0 | 0
|  | 1.28 | 0 | 23360 | 0 | 0
|  | 1.28 | 0 | 23360 | 0 | 0
|  | 1.28 | 0 | 23360 | 0 | 0
|  | 1.28 | 0 | 23360 | 0 | 0
|  | 1.28 | 0 | 23360 | 0 | 0
|  | 1.28 | 0 | 23360 | 0 | 0
|  | 1.28 | 0 | 23360 | 0 | 0
|  | 1.28 | 0 | 23360 | 0 | 0
|  | 1.28 | 0 | 23360 | 0 | 0
|  | 1.28 | 0 | 23360 | 0 | 0
|  | 1.28 | 0 | 23360 | 0 | 0
|  | 1.28 | 0 | 23360 | 0 | 0
|  | 1.28 | 0 | 23360 | 0 | 0
|  | 1.28 | 0 | 23360 | 0 | 0
|  | 1.28 | 0 | 23360 | 0 | 0
|  | 1.28 | 0 | 23360 | 0 | 0
|  | 1.28 | 0 | 23360 | 0 | 0
|  | 1.28 | 0 | 23360 | 0 | 0
|  | 1.28 | 0 | 23360 | 0 | 0
|  | 1.28 | 0 | 23360 | 0 | 0
|  | 1.28 | 0 | 23360 | 0 | 0
|  | 1.28 | 0 | 23360 | 0 | 0
|  | 1.28 | 0 | 23360 | 0 | 0
|  | 1.28 | 0 | 23360 | 0 | 0
|  | 1.28 | 0 | 23360 | 0 | 0
|  | 1.28 | 0 | 23360 | 0 | 0
|  | 1.28 | 0 | 23360 | 0 | 0
|  | 1.28 | 0 | 23360 | 0 | 0
|  | 1.28 | 0 | 23360 | 0 | 0
|  | 1.28 | 0 | 23360 | 0 | 0
|  | 1.28 | 0 | 23360 | 0 | 0
|  | 1.28 | 0 | 23360 | 0 | 0
|  | 1.28 | 0 | 23360 | 0 | 0
|  | 1.28 | 0 | 23360 | 0 | 0
|  | 1.28 | 0 | 23360 | 0 | 0
|  | 1.28 | 0 | 23360 | 0 | 0
|  | 1.28 | 0 | 23360 | 0 | 0
|  | 1.28 | 0 | 23360 | 0 | 0
|  | 1.28 | 0 | 23360 | 0 | 0
|  | 1.28 | 0 | 23360 | 0 | 0
|  | 1.28 | 0 | 23360 | 0 | 0
|  | 1.28 | 0 | 23360 | 0 | 0
|  | 1.28 | 0 | 23360 | 0 | 0
|  | 1.28 | 0 | 23360 | 0 | 0
|  | 1.28 | 0 | 23360 | 0 | 0
|  | 1.28 | 0 | 23360 | 0 | 0
|  | 1.28 | 0 | 23360 | 0 | 0
|  | 1.28 | 0 | 23360 | 0 | 0
|  | 1.28 | 0 | 23360 | 0 | 0
|  | 1.28 | 0 | 23360 | 0 | 0
|  | 1.28 | 0 | 23360 | 0 | 0
|  | 1.28 | 0 | 23360 | 0 | 0
|  | 1.28 | 0 | 23360 | 0 | 0
|  | 1.28 | 0 | 23360 | 0 | 0
|  | 1.28 | 0 | 23360 | 0 | 0
|  | 1.28 | 0 | 23360 | 0 | 0
|  | 1.28 | 0 | 23360 | 0 | 0
|  | 1.28 | 0 | 23360 | 0 | 0
|  | 1.28 | 0 | 23360 | 0 | 0
|  | 1.28 | 0 | 23360 | 0 | 0
|  | 1.28 | 0 | 23360 | 0 | 0
|  | 1.28 | 0 | 23360 | 0 | 0
|  | 1.28 | 0 | 23360 | 0 | 0
|  | 1.28 | 0 | 23360 | 0 | 0
|  | 1.28 | 0 | 23360 | 0 | 0
|  | 1.28 | 0 | 23360 | 0 | 0
|  | 1.28 | 0 | 23360 | 0 | 0
|  | 1.28 | 0 | 23360 | 0 | 0
|  | 1.28 | 0 | 23360 | 0 | 0
|  | 1.28 | 0 | 23360 | 0 | 0
|  | 1.28 | 0 | 23360 | 0 | 0
|  | 1.28 | 0 | 23360 | 0 | 0
|  | 1.28 | 0 | 23360 | 0 | 0
|  | 1.28 | 0 | 23360 | 0 | 0
|  | 1.28 | 0 | 23360 | 0 | 0
|  | 1.28 | 0 | 23360 | 0 | 0
|  | 1.28 | 0 | 23360 | 0 | 0
|  | 1.28 | 0 | 23360 | 0 | 0
|  | 1.28 | 0 | 23360 | 0 | 0
|  | 1.28 | 0 | 23360 | 0 | 0
|  | 1.28 | 0 | 23360 | 0 | 0
|  | 1.28 | 0 | 23360 | 0 | 0
|  | 1.28 | 0 | 23360 | 0 | 0
|  | 1.28 | 0 | 23360 | 0 | 0
|  | 1.28 | 0 | 23360 | 0 | 0
|  | 1.28 | 0 | 23360 | 0 | 0
|  | 1.28 | 0 | 23360 | 0 | 0
|  | 1.28 | 0 | 23360 | 0 | 0
|  | 1.28 | 0 | 23360 | 0 | 0
|  | 1.28 | 0 | 23360 | 0 | 0
|  | 1.28 | 0 | 23360 | 0 | 0
|  | 1.28 | 0 | 23360 | 0 | 0
|  | 1.28 | 0 | 23360 | 0 | 0
|  | 1.28 | 0 | 23360 | 0 | 0
|  | 1.28 | 0 | 23360 | 0 | 0
|  | 1.28 | 0 | 23360 | 0 | 0
|  | 1.28 | 0 | 23360 | 0 | 0
|  | 1.28 | 0 | 23360 | 0 | 0
|  | 1.28 | 0 | 23360 | 0 | 0
|  | 1.28 | 0 | 23360 | 0 | 0
|  | 1.28 | 0 | 23360 | 0 | 0
|  | 1.28 | 0 | 23360 | 0 | 0
|  | 1.28 | 0 | 23360 | 0 | 0
|  | 1.28 | 0 | 23360 | 0 | 0
|  | 1.28 | 0 | 23360 | 0 | 0
|  | 1.28 | 0 | 23360 | 0 | 0
|  | 1.28 | 0 | 23360 | 0 | 0
|  | 1.28 | 0 | 23360 | 0 | 0
|  | 1.28 | 0 | 23360 | 0 | 0
|  | 1.28 | 0 | 23360 | 0 | 0
|  | 1.28 | 0 | 23360 | 0 | 0
|  | 1.28 | 0 | 23360 | 0 | 0
|  | 1.28 | 0 | 23360 | 0 | 0
|  | 1.28 | 0 | 23360 | 0 | 0
|  | 1.28 | 0 | 23360 | 0 | 0
|  | 1.28 | 0 | 23360 | 0 | 0
|  | 1.28 | 0 | 23360 | 0 | 0
|  | 1.28 | 0 | 23360 | 0 | 0
|  | 1.28 | 0 | 23360 | 0 | 0
|  | 1.28 | 0 | 23360 | 0 | 0
|  | 1.28 | 0 | 23360 | 0 | 0
|  | 1.28 | 0 | 23360 | 0 | 0
|  | 1.28 | 0 | 23360 | 0 | 0
|  | 1.28 | 0 | 23360 | 0 | 0
|  | 1.28 | 0 | 23360 | 0 | 0
|  | 1.28 | 0 | 23360 | 0 | 0
|  | 1.28 | 0 | 23360 | 0 | 0
|  | 1.28 | 0 | 23360 | 0 | 0
|  | 1.28 | 0 | 23360 | 0 | 0
|  | 1.28 | 0 | 23360 | 0 | 0
|  | 1.28 | 0 | 23360 | 0 | 0
|  | 1.28 | 0 | 23360 | 0 | 0
|  | 1.28 | 0 | 23360 | 0 | 0
|  | 1.28 | 0 | 23360 | 0 | 0
|  | 1.28 | 0 | 23360 | 0 | 0
|  | 1.28 | 0 | 23360 | 0 | 0
|  | 1.28 | 0 | 23360 | 0 | 0
|  | 1.28 | 0 | 23360 | 0 | 0
|  | 1.28 | 0 | 23360 | 0 | 0
|  | 1.28 | 0 | 23360 | 0 | 0
|  | 1.28 | 0 | 23360 | 0 | 0
|  | 1.28 | 0 | 23360 | 0 | 0
|  | 1.28 | 0 | 23360 | 0 | 0
|  | 1.28 | 0 | 23360 | 0 | 0
|  | 1.28 | 0 | 23360 | 0 | 0
|  | 1.28 | 0 | 23360 | 0 | 0
|  | 1.28 | 0 | 23360 | 0 | 0
|  | 1.28 | 0 | 23360 | 0 | 0
|  | 1.28 | 0 | 23360 | 0 | 0
|  | 1.28 | 0 | 23360 | 0 | 0
|  | 1.28 | 0 | 23360 | 0 | 0
|  | 1.28 | 0 | 23360 | 0 | 0
|  | 1.28 | 0 | 23360 | 0 | 0
|  | 1.28 | 0 | 23360 | 0 | 0
|  | 1.28 | 0 | 23360 | 0 | 0
|  | 1.28 | 0 | 23360 | 0 | 0
|  | 1.28 | 0 | 23360 | 0 | 0

## Steam cookers
Steam cookers
Annual water consumption (m3) | 0
Assumptions
Description | Value | Unit | Source
Standard, boiler-based steam cooker water use | 40 | gallons per hour | U.S. Environmental Protection Agency's WaterSense Program. WaterSense at Work: Best Management Practices for Commercial and Institutional Facilities. Page 4-16. October 2012.
ENERGY STAR connectionless steam cooker water Use | 3 | gallons per hour | U.S. Environmental Protection Agency's WaterSense Program. WaterSense at Work: Best Management Practices for Commercial and Institutional Facilities. Page 4-16. October 2012.
Hours of steam cooker use per day | 12 | hours | U.S. EPA and DOE. Savings Calculator for ENERGY STAR Qualified Commercial Kitchen Equipment. February 2014.
Calculations
| Steam cooker, boiler-based |  |  |  | Steam cooker, connectionless, ENERGY STAR
Item # | Flow rate (GPH) | Number | Total annual hours of use | Annual water consumption (m3) | Flow rate (GPH) | Number | Total annual hours of use | Annual water consumption (m3)
1 |  | 0 | 4380 | 0 |  | 0 | 4380 | 0
|  | 0 | 4380 | 0 |  | 0 | 4380 | 0
|  | 0 | 4380 | 0 |  | 0 | 4380 | 0
|  | 0 | 4380 | 0 |  | 0 | 4380 | 0
|  | 0 | 4380 | 0 |  | 0 | 4380 | 0
|  | 0 | 4380 | 0 |  | 0 | 4380 | 0
|  | 0 | 4380 | 0 |  | 0 | 4380 | 0
|  | 0 | 4380 | 0 |  | 0 | 4380 | 0
|  | 0 | 4380 | 0 |  | 0 | 4380 | 0
|  | 0 | 4380 | 0 |  | 0 | 4380 | 0
|  | 0 | 4380 | 0 |  | 0 | 4380 | 0
|  | 0 | 4380 | 0 |  | 0 | 4380 | 0
|  | 0 | 4380 | 0 |  | 0 | 4380 | 0
|  | 0 | 4380 | 0 |  | 0 | 4380 | 0
|  | 0 | 4380 | 0 |  | 0 | 4380 | 0
|  | 0 | 4380 | 0 |  | 0 | 4380 | 0
|  | 0 | 4380 | 0 |  | 0 | 4380 | 0
|  | 0 | 4380 | 0 |  | 0 | 4380 | 0
|  | 0 | 4380 | 0 |  | 0 | 4380 | 0
|  | 0 | 4380 | 0 |  | 0 | 4380 | 0
|  | 0 | 4380 | 0 |  | 0 | 4380 | 0
|  | 0 | 4380 | 0 |  | 0 | 4380 | 0
|  | 0 | 4380 | 0 |  | 0 | 4380 | 0
|  | 0 | 4380 | 0 |  | 0 | 4380 | 0
|  | 0 | 4380 | 0 |  | 0 | 4380 | 0
|  | 0 | 4380 | 0 |  | 0 | 4380 | 0
|  | 0 | 4380 | 0 |  | 0 | 4380 | 0
|  | 0 | 4380 | 0 |  | 0 | 4380 | 0
|  | 0 | 4380 | 0 |  | 0 | 4380 | 0
|  | 0 | 4380 | 0 |  | 0 | 4380 | 0
|  | 0 | 4380 | 0 |  | 0 | 4380 | 0
|  | 0 | 4380 | 0 |  | 0 | 4380 | 0
|  | 0 | 4380 | 0 |  | 0 | 4380 | 0
|  | 0 | 4380 | 0 |  | 0 | 4380 | 0
|  | 0 | 4380 | 0 |  | 0 | 4380 | 0
|  | 0 | 4380 | 0 |  | 0 | 4380 | 0
|  | 0 | 4380 | 0 |  | 0 | 4380 | 0
|  | 0 | 4380 | 0 |  | 0 | 4380 | 0
|  | 0 | 4380 | 0 |  | 0 | 4380 | 0
|  | 0 | 4380 | 0 |  | 0 | 4380 | 0
|  | 0 | 4380 | 0 |  | 0 | 4380 | 0
|  | 0 | 4380 | 0 |  | 0 | 4380 | 0
|  | 0 | 4380 | 0 |  | 0 | 4380 | 0
|  | 0 | 4380 | 0 |  | 0 | 4380 | 0
|  | 0 | 4380 | 0 |  | 0 | 4380 | 0
|  | 0 | 4380 | 0 |  | 0 | 4380 | 0
|  | 0 | 4380 | 0 |  | 0 | 4380 | 0
|  | 0 | 4380 | 0 |  | 0 | 4380 | 0
|  | 0 | 4380 | 0 |  | 0 | 4380 | 0
|  | 0 | 4380 | 0 |  | 0 | 4380 | 0
|  | 0 | 4380 | 0 |  | 0 | 4380 | 0
|  | 0 | 4380 | 0 |  | 0 | 4380 | 0
|  | 0 | 4380 | 0 |  | 0 | 4380 | 0
|  | 0 | 4380 | 0 |  | 0 | 4380 | 0
|  | 0 | 4380 | 0 |  | 0 | 4380 | 0
|  | 0 | 4380 | 0 |  | 0 | 4380 | 0
|  | 0 | 4380 | 0 |  | 0 | 4380 | 0
|  | 0 | 4380 | 0 |  | 0 | 4380 | 0
|  | 0 | 4380 | 0 |  | 0 | 4380 | 0
|  | 0 | 4380 | 0 |  | 0 | 4380 | 0
|  | 0 | 4380 | 0 |  | 0 | 4380 | 0
|  | 0 | 4380 | 0 |  | 0 | 4380 | 0
|  | 0 | 4380 | 0 |  | 0 | 4380 | 0
|  | 0 | 4380 | 0 |  | 0 | 4380 | 0
|  | 0 | 4380 | 0 |  | 0 | 4380 | 0
|  | 0 | 4380 | 0 |  | 0 | 4380 | 0
|  | 0 | 4380 | 0 |  | 0 | 4380 | 0
|  | 0 | 4380 | 0 |  | 0 | 4380 | 0
|  | 0 | 4380 | 0 |  | 0 | 4380 | 0
|  | 0 | 4380 | 0 |  | 0 | 4380 | 0
|  | 0 | 4380 | 0 |  | 0 | 4380 | 0
|  | 0 | 4380 | 0 |  | 0 | 4380 | 0
|  | 0 | 4380 | 0 |  | 0 | 4380 | 0
|  | 0 | 4380 | 0 |  | 0 | 4380 | 0
|  | 0 | 4380 | 0 |  | 0 | 4380 | 0
|  | 0 | 4380 | 0 |  | 0 | 4380 | 0
|  | 0 | 4380 | 0 |  | 0 | 4380 | 0
|  | 0 | 4380 | 0 |  | 0 | 4380 | 0
|  | 0 | 4380 | 0 |  | 0 | 4380 | 0
|  | 0 | 4380 | 0 |  | 0 | 4380 | 0
|  | 0 | 4380 | 0 |  | 0 | 4380 | 0
|  | 0 | 4380 | 0 |  | 0 | 4380 | 0
|  | 0 | 4380 | 0 |  | 0 | 4380 | 0
|  | 0 | 4380 | 0 |  | 0 | 4380 | 0
|  | 0 | 4380 | 0 |  | 0 | 4380 | 0
|  | 0 | 4380 | 0 |  | 0 | 4380 | 0
|  | 0 | 4380 | 0 |  | 0 | 4380 | 0
|  | 0 | 4380 | 0 |  | 0 | 4380 | 0
|  | 0 | 4380 | 0 |  | 0 | 4380 | 0
|  | 0 | 4380 | 0 |  | 0 | 4380 | 0
|  | 0 | 4380 | 0 |  | 0 | 4380 | 0
|  | 0 | 4380 | 0 |  | 0 | 4380 | 0
|  | 0 | 4380 | 0 |  | 0 | 4380 | 0
|  | 0 | 4380 | 0 |  | 0 | 4380 | 0
|  | 0 | 4380 | 0 |  | 0 | 4380 | 0
|  | 0 | 4380 | 0 |  | 0 | 4380 | 0
|  | 0 | 4380 | 0 |  | 0 | 4380 | 0
|  | 0 | 4380 | 0 |  | 0 | 4380 | 0
|  | 0 | 4380 | 0 |  | 0 | 4380 | 0
|  | 0 | 4380 | 0 |  | 0 | 4380 | 0
|  | 0 | 4380 | 0 |  | 0 | 4380 | 0
|  | 0 | 4380 | 0 |  | 0 | 4380 | 0
|  | 0 | 4380 | 0 |  | 0 | 4380 | 0
|  | 0 | 4380 | 0 |  | 0 | 4380 | 0
|  | 0 | 4380 | 0 |  | 0 | 4380 | 0
|  | 0 | 4380 | 0 |  | 0 | 4380 | 0
|  | 0 | 4380 | 0 |  | 0 | 4380 | 0
|  | 0 | 4380 | 0 |  | 0 | 4380 | 0
|  | 0 | 4380 | 0 |  | 0 | 4380 | 0
|  | 0 | 4380 | 0 |  | 0 | 4380 | 0
|  | 0 | 4380 | 0 |  | 0 | 4380 | 0
|  | 0 | 4380 | 0 |  | 0 | 4380 | 0
|  | 0 | 4380 | 0 |  | 0 | 4380 | 0
|  | 0 | 4380 | 0 |  | 0 | 4380 | 0
|  | 0 | 4380 | 0
|  | 0 | 4380 | 0
|  | 0 | 4380 | 0
|  | 0 | 4380 | 0
|  | 0 | 4380 | 0
|  | 0 | 4380 | 0
|  | 0 | 4380 | 0
|  | 0 | 4380 | 0
|  | 0 | 4380 | 0
|  | 0 | 4380 | 0
|  | 0 | 4380 | 0
|  | 0 | 4380 | 0
|  | 0 | 4380 | 0
|  | 0 | 4380 | 0
|  | 0 | 4380 | 0
|  | 0 | 4380 | 0
|  | 0 | 4380 | 0
|  | 0 | 4380 | 0
|  | 0 | 4380 | 0
|  | 0 | 4380 | 0
|  | 0 | 4380 | 0
|  | 0 | 4380 | 0
|  | 0 | 4380 | 0
|  | 0 | 4380 | 0
|  | 0 | 4380 | 0
|  | 0 | 4380 | 0
|  | 0 | 4380 | 0
|  | 0 | 4380 | 0
|  | 0 | 4380 | 0
|  | 0 | 4380 | 0
|  | 0 | 4380 | 0
|  | 0 | 4380 | 0
|  | 0 | 4380 | 0
|  | 0 | 4380 | 0
|  | 0 | 4380 | 0
|  | 0 | 4380 | 0
|  | 0 | 4380 | 0
|  | 0 | 4380 | 0
|  | 0 | 4380 | 0
|  | 0 | 4380 | 0
|  | 0 | 4380 | 0
|  | 0 | 4380 | 0
|  | 0 | 4380 | 0
|  | 0 | 4380 | 0
|  | 0 | 4380 | 0
|  | 0 | 4380 | 0
|  | 0 | 4380 | 0
|  | 0 | 4380 | 0
|  | 0 | 4380 | 0
|  | 0 | 4380 | 0
|  | 0 | 4380 | 0
|  | 0 | 4380 | 0
|  | 0 | 4380 | 0
|  | 0 | 4380 | 0
|  | 0 | 4380 | 0
|  | 0 | 4380 | 0
|  | 0 | 4380 | 0
|  | 0 | 4380 | 0
|  | 0 | 4380 | 0
|  | 0 | 4380 | 0
|  | 0 | 4380 | 0
|  | 0 | 4380 | 0
|  | 0 | 4380 | 0
|  | 0 | 4380 | 0
|  | 0 | 4380 | 0
|  | 0 | 4380 | 0
|  | 0 | 4380 | 0
|  | 0 | 4380 | 0
|  | 0 | 4380 | 0
|  | 0 | 4380 | 0
|  | 0 | 4380 | 0
|  | 0 | 4380 | 0
|  | 0 | 4380 | 0
|  | 0 | 4380 | 0
|  | 0 | 4380 | 0
|  | 0 | 4380 | 0
|  | 0 | 4380 | 0
|  | 0 | 4380 | 0
|  | 0 | 4380 | 0
|  | 0 | 4380 | 0
|  | 0 | 4380 | 0
|  | 0 | 4380 | 0
|  | 0 | 4380 | 0
|  | 0 | 4380 | 0
|  | 0 | 4380 | 0
|  | 0 | 4380 | 0
|  | 0 | 4380 | 0